{"text_format":"1","workbook":"xlsx","n_sheets":32,"sheets":["Disclaimer","Summary","Project","Baseline","Network","Consumers","Comparison","Networkdesign","Figures","SettlementAcons","SettlementAcons (2)","SettlementBcons","SettlementBcons (2)","Master - Settlement A"," Settlement A  2","Settlement A 3","Settlement A 4","Settlement A 5","Settlement A 6","SettlementBnet","SettlementAnet","Sheet1","Sheet2","Sheet3","Sheet4","Sheet5","Sheet6","Sheet7","Sheet8","Sheet9","Sheet10","Sheet11"],"not_rendered":{"charts":19,"images":1,"macros":1,"external_links":2,"defined_names":54,"comments":0,"pivot_tables":0},"unopened":[],"bounds":{"document_bytes":16777216,"sheet_cells":100000,"rows_first":2000,"rows_last":500,"rows_between":2000,"halvings":0,"cell_chars":16384,"cell_head_chars":4096},"cells_cut":0,"cells_raw":0,"read":"whole","date_system":"1900"}

{"sheet":"Disclaimer","index":0,"n_rows":6,"n_cols":1,"rows_kept":6,"cut":false,"hidden":false,"merged":[[4,15,4,17]]}
[]
[]
[]
[]
[]
["Important Disclaimer"]

{"sheet":"Summary","index":1,"n_rows":424,"n_cols":21,"rows_kept":424,"cut":false,"hidden":false,"merged":[[6,19,6,20],[4,13,4,16],[0,9,0,12],[208,1,208,9],[6,6,6,7],[1,10,1,12],[6,15,6,16],[413,4,413,5],[413,6,413,7],[413,8,413,9],[413,10,413,11],[6,13,6,14],[345,1,345,12],[378,1,378,9],[225,1,225,9],[244,1,244,9],[350,1,350,9],[239,1,239,9],[337,1,337,9],[268,1,268,9],[260,1,260,9],[205,1,205,9]]}
[1,"Project",null,{"$f":"+G7","v":"Settlement A Heat map"},null,null,null,"",null,"District heating project compared to baseline"]
[{"$f":"+A1+1","v":2},"Cost benefit model",null,null,"Capacity","Energy","Currency","start year",null,"Project","Baseline"]
[{"$f":"+A2+1","v":3},"",null,"kW","MW","MWh","£",2015,null,"DH","Heat pumps","Oil boilers","Gas boilers"]
[4,"Maximal heat demand in the project area",null,null,null,null,null,null,{"$f":"$F$3&\"/a\"","v":"MWh/a"},{"$f":"+Project!$E22","v":0},{"$f":"+Baseline!$E21","v":0},{"$f":"+Baseline!$E39","v":0},{"$f":"+Baseline!$E57","v":0}]
[5,"Heat connected end year",null,null,"Growth p.a.",-5.0000000000000001E-3,"1 GHP,","0 excluded",null,null,null,null,null,"Scenarios to be copied to be selected"]
[6,null,null,null,null,null,"2 oil, 3 gas","1 included"]
[7,null,"Districts from Heat Map of Scotland",null,null,null,"Settlement A Heat map",null,null,null,null,null,null,"Settlement B",null,"Settlement A Heat map",null,null,null,"Settlement A districts"]
[8,1,{"$f":"+Project!C96","v":"[Settlement B] 1"},null,null,null,3,0,{"$f":"$F$3&\"/a\"","v":"MWh/a"},{"$f":"+Project!$AC96","v":0},{"$f":"+Baseline!AC6","v":0},{"$f":"+Baseline!AC24","v":0},{"$f":"+Baseline!AC42","v":0},2,1,3,0,null,null,3,0]
[9,2,{"$f":"+Project!C97","v":"[Settlement B] 2"},null,null,null,3,0,"MWh/a",{"$f":"+Project!$AC97","v":0},{"$f":"+Baseline!AC7","v":0},{"$f":"+Baseline!AC25","v":0},{"$f":"+Baseline!AC43","v":0},2,1,3,0,null,null,3,0]
[10,3,{"$f":"+Project!C98","v":"[Settlement B] 3"},null,null,null,3,0,"MWh/a",{"$f":"+Project!$AC98","v":0},{"$f":"+Baseline!AC8","v":0},{"$f":"+Baseline!AC26","v":0},{"$f":"+Baseline!AC44","v":0},2,1,3,0,null,null,3,0]
[11,4,{"$f":"+Project!C99","v":"[Settlement B] 4"},null,null,null,3,0,"MWh/a",{"$f":"+Project!$AC99","v":0},{"$f":"+Baseline!AC9","v":0},{"$f":"+Baseline!AC27","v":0},{"$f":"+Baseline!AC45","v":0},2,1,3,0,null,null,3,0]
[12,5,{"$f":"+Project!C100","v":"[Settlement B] 5"},null,null,null,3,0,"MWh/a",{"$f":"+Project!$AC100","v":0},{"$f":"+Baseline!AC10","v":0},{"$f":"+Baseline!AC28","v":0},{"$f":"+Baseline!AC46","v":0},2,0,3,0,null,null,3,0]
[13,6,{"$f":"+Project!C101","v":"[Settlement B] 6"},null,null,null,3,0,"MWh/a",{"$f":"+Project!$AC101","v":0},{"$f":"+Baseline!AC11","v":0},{"$f":"+Baseline!AC29","v":0},{"$f":"+Baseline!AC47","v":0},2,1,3,0,null,null,3,0]
[14,7,{"$f":"+Project!C102","v":"[Settlement B] 7"},null,null,null,3,0,"MWh/a",{"$f":"+Project!$AC102","v":0},{"$f":"+Baseline!AC12","v":0},{"$f":"+Baseline!AC30","v":0},{"$f":"+Baseline!AC48","v":0},2,1,3,0,null,null,3,0]
[15,8,{"$f":"+Project!C103","v":"[Settlement B] 8"},null,null,null,3,0,"MWh/a",{"$f":"+Project!$AC103","v":0},{"$f":"+Baseline!AC13","v":0},{"$f":"+Baseline!AC31","v":0},{"$f":"+Baseline!AC49","v":0},2,1,3,0,null,null,3,0]
[16,9,{"$f":"+Project!C104","v":"[Settlement A] Master"},null,null,null,3,0,"MWh/a",{"$f":"+Project!$AC104","v":0},{"$f":"+Baseline!AC14","v":0},{"$f":"+Baseline!AC32","v":0},{"$f":"+Baseline!AC50","v":0},2,0,3,0,null,null,3,1]
[17,10,{"$f":"+Project!C105","v":"[Settlement A] 2"},null,null,null,3,0,"MWh/a",{"$f":"+Project!$AC105","v":0},{"$f":"+Baseline!AC15","v":0},{"$f":"+Baseline!AC33","v":0},{"$f":"+Baseline!AC51","v":0},2,0,3,0,null,null,3,1]
[18,11,{"$f":"+Project!C106","v":"[Settlement A] 3"},null,null,null,3,0,"MWh/a",{"$f":"+Project!$AC106","v":0},{"$f":"+Baseline!AC16","v":0},{"$f":"+Baseline!AC34","v":0},{"$f":"+Baseline!AC52","v":0},3,0,3,0,null,null,3,1]
[19,12,{"$f":"+Project!C107","v":"[Settlement A] 4"},null,null,null,3,0,"MWh/a",{"$f":"+Project!AC107","v":0},{"$f":"+Baseline!AC17","v":0},{"$f":"+Baseline!AC35","v":0},{"$f":"+Baseline!AC53","v":0},3,0,3,0,null,null,3,1]
[20,13,{"$f":"+Project!C108","v":"[Settlement A] 5"},null,null,null,3,0,"MWh/a",{"$f":"+Project!AC108","v":0},{"$f":"+Baseline!AC18","v":0},{"$f":"+Baseline!AC36","v":0},{"$f":"+Baseline!AC54","v":0},3,0,3,0,null,null,3,1]
[21,14,{"$f":"+Project!C109","v":"[Settlement A] 6"},null,null,null,3,0,"MWh/a",{"$f":"+Project!AC109","v":0},{"$f":"+Baseline!AC19","v":0},{"$f":"+Baseline!AC37","v":0},{"$f":"+Baseline!AC55","v":0},3,0,3,0,null,null,3,1]
[22,15,{"$f":"+Project!C110","v":"[Settlement A] 7"},null,null,null,3,1,"MWh/a",{"$f":"+Project!AC110","v":0},{"$f":"+Baseline!AC20","v":0},{"$f":"+Baseline!AC38","v":0},{"$f":"+Baseline!AC56","v":0},3,0,3,1,null,null,3,0]
[23,"Heat demand to DH end-year",null,null,null,null,null,null,"MWh/a",{"$f":"+Project!$AC111","v":0},{"$f":"+Baseline!AC21","v":0},{"$f":"+Baseline!AC39","v":0},{"$f":"+Baseline!AC57","v":0}]
[24,"Heat losses end-year",null,null,null,null,null,null,"MWh/a",{"$f":"+Project!$AC151","v":{"$error":"#DIV/0!"}},{"$f":"+J24/J25","v":{"$error":"#DIV/0!"}}]
[25,"District heating production end-year",null,null,null,null,null,null,"MWh/a",{"$f":"+Project!$AC157","v":{"$error":"#DIV/0!"}},1]
[26]
[27,"Heat production",null,"Name of plant",null,"Ownership","MW","%",null,{"$f":"+I28","v":"MWh/a"},"Max load h","Max. Hours",null,"MW","%","MW","%",null,null,"MW","%"]
[28,"Capacity and",null,"Supplier, large CHP",null,"External",0,0,"MWh/a",{"$f":"+Project!$AC181","v":{"$error":"#DIV/0!"}},{"$f":"+Project!F190","v":0},8760,null,0,0,0,0,null,null,0,0]
[29,"heat production",null,"Supplier, Surplus heat",null,"External",1,0.08,"MWh/a",{"$f":"+Project!$AC182","v":{"$error":"#DIV/0!"}},{"$f":"+Project!F191","v":{"$error":"#DIV/0!"}},8760,null,0,0,1,0.08,null,null,1,0.08]
[30,"divided on",null,"Gas CHP",null,"Internal",20,0.8,"MWh/a",{"$f":"+Project!$AC183","v":{"$error":"#DIV/0!"}},{"$f":"+Project!F192","v":{"$error":"#DIV/0!"}},8760,null,0,0,20,0.8,null,null,20,0.8]
[31,"plants end-year  ",null,"Biomass boiler",null,"Internal",0,0,"MWh/a",{"$f":"+Project!$AC184","v":{"$error":"#DIV/0!"}},{"$f":"+Project!F193","v":0},8760,null,1,0.45,0,0,null,null,0,0]
[32,"",null,"Large heat pump",null,"Internal",1,7.0000000000000007E-2,"MWh/a",{"$f":"+Project!$AC185","v":{"$error":"#DIV/0!"}},{"$f":"+Project!F194","v":{"$error":"#DIV/0!"}},8760,null,1,0.45,1,7.0000000000000007E-2,null,null,1,7.0000000000000007E-2]
[33,null,null,"Peak boiler",null,"Internal",{"$f":"+Project!E168","v":{"$error":"#DIV/0!"}},{"$f":"+Project!AC178","v":5.0000000000000044E-2},"MWh/a",{"$f":"+Project!$AC186","v":{"$error":"#DIV/0!"}},{"$f":"+Project!F195","v":{"$error":"#DIV/0!"}},8760]
[34,"Load to netw.",null,"Max load hours 2021",null,3000,{"$f":"SUM(G28:G33)","v":{"$error":"#DIV/0!"}},{"$f":"SUM(H28:H33)","v":1},"MW",{"$f":"+Project!O160","v":{"$error":"#DIV/0!"}},"Security min",1.2]
[35]
[36,"District heating tariff",null,null,null,null,"Variable","Fixed",null,"Fixed",null,null,null,"Variable","Fixed","Variable","Fixed",null,null,"Variable","Fixed"]
[37,"Annual heat meter fee",null,null,null,"Fixed","",100,{"$f":"+G3&\"/no\"","v":"£/no"},null,null,null,null,"",100,"",100,null,null,"",100]
[38,"Interval for fixed tariff",null,null,"","Var/fixed",24,18,{"$f":"+G$3&\"/\"&F$3","v":"£/MWh"},null,null,null,null,60,20,24,18,null,null,24,18]
[39,null,{"$f":"+B216","v":"Fixed fee 0-250 MWh"},null,null,"Reduction",null,1,{"$f":"+G$3&\"/\"&F$3","v":"£/MWh"},{"$f":"+J216","v":18},null,null,null,null,1,null,1,null,null,null,1]
[40,null,{"$f":"+B217","v":"Fixed fee 250-2500 MWh"},null,null,null,null,0.8,"£/MWh",{"$f":"+J217","v":14.4},null,null,null,null,0.8,null,0.8,null,null,null,0.8]
[41,null,{"$f":"+B218","v":"Fixed fee 2500-25000 MWh"},null,null,null,null,0.7,"£/MWh",{"$f":"+J218","v":12.6},null,null,null,null,0.6,null,0.7,null,null,null,0.7]
[42,null,{"$f":"+B219","v":"Fixed fee 25000-250000 MWh"},null,null,null,null,0.4,{"$f":"+G$3&\"/\"&F$3","v":"£/MWh"},{"$f":"+J219","v":7.2},null,null,null,null,0.4,null,0.4,null,null,null,0.4]
[43]
[44,"Investments in project"]
[45,{"$f":"+Project!$B281","v":"Total investment in network  "},null,null,null,null,null,null,{"$f":"\"NPV k\"&$G$3","v":"NPV k£"},{"$f":"+Project!$F281","v":{"$error":"#DIV/0!"}}]
[46,{"$f":"+Project!$B283","v":"Residual value network"},null,null,null,null,null,null,{"$f":"\"NPV k\"&$G$3","v":"NPV k£"},{"$f":"+Project!$F283","v":{"$error":"#DIV/0!"}}]
[47,{"$f":"+Project!$B208","v":"No contribution to residual value"},null,null,null,"from production plants",null,null,"NPV k£",{"$f":"+Project!$F208","v":{"$error":"#DIV/0!"}}]
[48,{"$f":"+Project!$B209","v":"Investment cost in production"},null,null,null,null,null,null,"NPV k£",{"$f":"+Project!$F209","v":{"$error":"#DIV/0!"}}]
[49,{"$f":"+Project!$B312","v":"Investments in DH substations"},null,null,null,null,null,null,"NPV k£",{"$f":"+Project!$F312","v":{"$error":"#DIV/0!"}}]
[50,{"$f":"+Project!$B314","v":"Residual value of DH substations"},null,null,null,null,null,"Max. 10%","NPV k£",{"$f":"+Project!$F314","v":{"$error":"#DIV/0!"}}]
[51,"Total investments in the city in the project period, incl. Residual",null,null,null,null,null,null,"NPV k£",{"$f":"+SUM(J45:J50)","v":{"$error":"#DIV/0!"}}]
[52,"Total investments in the city in the project period, without resicual value",null,null,null,null,null,null,"NPV k£",{"$f":"+J51-J46","v":{"$error":"#DIV/0!"}}]
[53,"Priority figure: NPV of total investments including residual per heat sale",null,null,null,null,null,null,{"$f":"$G$3&\"/\"&$F$3","v":"£/MWh"},{"$f":"+J51*1000/J23","v":{"$error":"#DIV/0!"}}]
[54]
[55,"Summary of results",null,null,null,null,null,null,null,"Project"]
[56,{"$f":"+Project!B475","v":"Total benefit for all stakeholders"},null,null,null,null,null,null,null,""]
[57,{"$f":"+Project!B476","v":"Supplier, large CHP"},null,null,null,null,null,null,{"$f":"\"NPV k\"&$G$3","v":"NPV k£"},{"$f":"+Project!$F476","v":{"$error":"#DIV/0!"}}]
[58,{"$f":"+Project!B477","v":"Supplier, Surplus heat"},null,null,null,null,null,null,{"$f":"\"NPV k\"&$G$3","v":"NPV k£"},{"$f":"+Project!$F477","v":{"$error":"#DIV/0!"}}]
[59,{"$f":"+Project!B478","v":"District heating company, cash flow, revenues and costs"},null,null,null,null,null,null,"NPV k£",{"$f":"+Project!$F478","v":{"$error":"#DIV/0!"}}]
[60,{"$f":"+Project!B479","v":"Consumers"},null,null,null,null,null,null,"NPV k£",{"$f":"+Project!$F479","v":{"$error":"#DIV/0!"}}]
[61,{"$f":"+Project!B480","v":"Total local community"},null,null,null,null,null,null,"NPV k£",{"$f":"+Project!$F480","v":{"$error":"#DIV/0!"}}]
[62,"IRR for the district heating company compared to the baseline",null,null,null,null,null,null,"%",{"$f":"+Project!$F455","v":{"$error":"#VALUE!"}}]
[63,"IRR for the local community compared to baseline",null,null,null,null,null,null,"%",{"$f":"+Project!$F481","v":{"$error":"#VALUE!"}}]
[64,"Compared to a new individuel supply, consumers save in average first year",null,null,null,null,null,null,"%",{"$f":"+Consumers!CX25","v":{"$error":"#DIV/0!"}}]
[65,"Accumulated profit for DH company end-year",null,null,null,null,null,null,{"$f":"\"k\"&$G$3&Project!AC1","v":"k£2035"},{"$f":"+Project!$AC560","v":{"$error":"#DIV/0!"}}]
[66,{"$f":"+Project!B354","v":"Economic pay-back time"},null,null,null,null,null,null,"years",{"$f":"+Project!F354","v":{"$error":"#DIV/0!"}}]
[67,{"$f":"+Project!B561","v":"Financial pay-back time of cash credit"},null,null,null,null,null,null,"years",{"$f":"+Project!F561","v":{"$error":"#DIV/0!"}}]
[{"$f":"+A67+1","v":68},{"$f":"+Project!B566","v":"Financial pay-back time of all debt"},null,null,null,null,null,null,"years",{"$f":"+Project!F566","v":{"$error":"#DIV/0!"}}]
[69,"Total CO2 emission district heating",null,null,null,null,null,"20 years","Tonn ",{"$f":"+Project!D593","v":{"$error":"#DIV/0!"}}]
[70,"Total CO2 emission baseline",null,null,null,null,null,"20 years","Tonn ",{"$f":"+Project!D594","v":0}]
[71,"Saved CO2 emission district heating compared to baseline",null,null,null,null,null,"20 years","Tonn ",{"$f":"+Project!D595","v":{"$error":"#DIV/0!"}}]
[72,"Heat tariff incentive in project",null,null,null,null,null,null,{"$f":"\"NPV k\"&$G$3","v":"NPV k£"},{"$f":"+Project!F227","v":{"$error":"#DIV/0!"}}]
[73,"Heat tariff incentive in baseline",null,null,null,null,null,null,"NPV k£",{"$f":"+Baseline!F148","v":0}]
[74]
[75,"Financial parameters"]
[76,"Discount rate",null,null,null,null,"",null,"%",0.03]
[77,"Inflation",null,null,null,null,"",null,"%",0.02]
[78,"Nominal interest rate, long-term loan",null,null,null,null,null,null,"%",0.05]
[79,"Nominal interest rate, short-term credit negative",null,null,null,null,null,null,"%",0.06]
[80,"Nominal interest rate, short-term credit positive",null,null,null,null,null,null,"%",0.04]
[81,"Depreciation of district heating investments",null,null,null,null,null,null,"Years",20]
[82,"Amortisation of consumer investments in district heating installations",null,null,null,null,null,null,"%",7.3999999999999996E-2]
[83,"Amortisation of consumer investments in individual solutions",null,null,null,null,null,null,"%",0.09]
[84]
[85,"Total NPV of all costs for all stakeholders in the local community",null,null,null,null,null,null,"NPV",{"$f":"+J$3","v":"DH"}]
[86,{"$f":"+Project!B358","v":"Supplier, large CHP"}]
[87,null,{"$f":"+Project!B363","v":"Revenues for sale of heat"},null,null,null,null,null,{"$f":"+$I$57","v":"NPV k£"},{"$f":"+Project!$F363","v":{"$error":"#DIV/0!"}}]
[88,null,{"$f":"+Project!B364","v":"Investmens"},null,null,null,null,null,{"$f":"+$I$57","v":"NPV k£"},{"$f":"+Project!$F364","v":0}]
[89,null,{"$f":"+Project!B365","v":"Energy costs"},null,null,null,null,null,"NPV k£",{"$f":"+Project!$F365","v":{"$error":"#DIV/0!"}}]
[90,null,{"$f":"+Project!B366","v":"O&M costs"},null,null,null,null,null,"NPV k£",{"$f":"+Project!$F366","v":0}]
[91,null,{"$f":"+Project!B367","v":"Net cash flow"},null,null,null,null,null,"NPV k£",{"$f":"+Project!$F367","v":{"$error":"#DIV/0!"}}]
[92]
[93,{"$f":"+Project!B371","v":"Supplier, Surplus heat"}]
[94,null,{"$f":"+Project!B376","v":"Revenues for sale of heat"},null,null,null,null,null,{"$f":"+$I$57","v":"NPV k£"},{"$f":"+Project!$F376","v":{"$error":"#DIV/0!"}}]
[95,null,{"$f":"+Project!B377","v":"Investments"},null,null,null,null,null,"NPV k£",{"$f":"+Project!$F377","v":-97.087378640776691}]
[96,null,{"$f":"+Project!B378","v":"Energy costs"},null,null,null,null,null,"NPV k£",{"$f":"+Project!$F378","v":{"$error":"#DIV/0!"}}]
[97,null,{"$f":"+Project!B379","v":"O&M costs"},null,null,null,null,null,"NPV k£",{"$f":"+Project!$F379","v":-14.877474860455504}]
[98,null,{"$f":"+Project!B380","v":"Net cash flow"},null,null,null,null,null,"NPV k£",{"$f":"+Project!$F380","v":{"$error":"#DIV/0!"}}]
[99]
[100,{"$f":"+Project!B384","v":"District heating company, cash flow, revenues and costs"}]
[101,null,{"$f":"+Project!B413","v":"Connection fee"},null,null,null,null,null,{"$f":"+$I$57","v":"NPV k£"},{"$f":"+Project!$F413","v":{"$error":"#DIV/0!"}}]
[102,null,""]
[103,null,{"$f":"+Project!B415","v":"Revenues for sale of heat"},null,null,null,null,null,{"$f":"+$I$57","v":"NPV k£"},{"$f":"+Project!$F415","v":0}]
[104]
[105,null,{"$f":"+Project!B424","v":"Purchase of heat and capacity"},null,null,{"$f":"+Project!D424","v":"Supplier, large CHP"},null,null,{"$f":"+$I$57","v":"NPV k£"},{"$f":"+Project!$F424","v":{"$error":"#DIV/0!"}}]
[106,null,{"$f":"+Project!B425","v":"Purchase of heat and capacity"},null,null,{"$f":"+Project!D425","v":"Supplier, Surplus heat"},null,null,"NPV k£",{"$f":"+Project!$F425","v":{"$error":"#DIV/0!"}}]
[107,null,{"$f":"+Project!B426","v":"Energy cost of production"},null,null,{"$f":"+Project!D426","v":"Gas CHP"},null,null,"NPV k£",{"$f":"+Project!$F426","v":{"$error":"#DIV/0!"}}]
[108,null,{"$f":"+Project!B427","v":"Energy cost of production"},null,null,{"$f":"+Project!D427","v":"Biomass boiler"},null,null,"NPV k£",{"$f":"+Project!$F427","v":{"$error":"#DIV/0!"}}]
[109,null,{"$f":"+Project!B428","v":"Energy cost of production"},null,null,{"$f":"+Project!D428","v":"Large heat pump"},null,null,"NPV k£",{"$f":"+Project!$F428","v":{"$error":"#DIV/0!"}}]
[110,null,{"$f":"+Project!B429","v":"Energy cost of production"},null,null,{"$f":"+Project!D429","v":"Peak boiler"},null,null,"NPV k£",{"$f":"+Project!$F429","v":{"$error":"#DIV/0!"}}]
[111,null,{"$f":"+Project!B430","v":"Purchase of energy"},null,null,null,null,null,"NPV k£",{"$f":"+Project!$F430","v":{"$error":"#DIV/0!"}}]
[112]
[113,null,{"$f":"+Project!B432","v":"Investment in production"},null,null,{"$f":"+Project!D432","v":"Gas CHP"},null,null,"NPV k£",{"$f":"+Project!$F432","v":-11650.485436893203}]
[114,null,{"$f":"+Project!B433","v":"Investment in production"},null,null,{"$f":"+Project!D433","v":"Biomass boiler"},null,null,"NPV k£",{"$f":"+Project!$F433","v":0}]
[115,null,{"$f":"+Project!B434","v":"Investment in production"},null,null,{"$f":"+Project!D434","v":"Large heat pump"},null,null,"NPV k£",{"$f":"+Project!$F434","v":-485.43689320388347}]
[116,null,{"$f":"+Project!B435","v":"Investment in production"},null,null,{"$f":"+Project!D435","v":"Peak boiler"},null,null,"NPV k£",{"$f":"+Project!$F435","v":{"$error":"#DIV/0!"}}]
[117,null,{"$f":"+Project!B436","v":"Investment in network"},null,null,{"$f":"+Project!D436","v":"Total"},null,null,"NPV k£",{"$f":"+Project!$F436","v":{"$error":"#DIV/0!"}}]
[118,null,{"$f":"+Project!B437","v":"Investment in network residual value"},null,null,{"$f":"+Project!D437","v":"residual"},null,null,"NPV k£",{"$f":"+Project!$F437","v":{"$error":"#DIV/0!"}}]
[119,null,{"$f":"+Project!B438","v":"Total investment"},null,null,null,null,null,"NPV k£",{"$f":"+Project!$F438","v":{"$error":"#DIV/0!"}}]
[120]
[121,null,{"$f":"+Project!B441","v":"O&M costs"},null,null,{"$f":"+Project!D441","v":"Gas CHP"},null,null,"NPV k£",{"$f":"+Project!$F441","v":-1487.7474860455504}]
[122,null,{"$f":"+Project!B442","v":"O&M costs"},null,null,{"$f":"+Project!D442","v":"Biomass boiler"},null,null,"NPV k£",{"$f":"+Project!$F442","v":0}]
[123,null,{"$f":"+Project!B443","v":"O&M costs"},null,null,{"$f":"+Project!D443","v":"Large heat pump"},null,null,"NPV k£",{"$f":"+Project!$F443","v":-29.754949720911007}]
[124,null,{"$f":"+Project!B444","v":"O&M costs"},null,null,{"$f":"+Project!D444","v":"Peak boiler"},null,null,"NPV k£",{"$f":"+Project!$F444","v":{"$error":"#DIV/0!"}}]
[125,null,{"$f":"+Project!B445","v":"O&M costs"},null,null,{"$f":"+Project!D445","v":"Network"},null,null,"NPV k£",{"$f":"+Project!$F445","v":{"$error":"#DIV/0!"}}]
[126,null,{"$f":"+Project!B446","v":"Total O&M costs"},null,null,null,null,null,"NPV k£",{"$f":"+Project!$F446","v":{"$error":"#DIV/0!"}}]
[127,null,""]
[128,null,{"$f":"+Project!B448","v":"Connection fee"},null,null,null,null,null,"NPV k£",{"$f":"+Project!F448","v":{"$error":"#DIV/0!"}}]
[129,null,{"$f":"+Project!B449","v":"Revenues for sale of heat"},null,null,null,null,null,"NPV k£",{"$f":"+Project!F449","v":0}]
[130,null,{"$f":"+Project!B451","v":"Purchase of energy"},null,null,null,null,null,"NPV k£",{"$f":"+Project!F451","v":{"$error":"#DIV/0!"}}]
[131,null,{"$f":"+Project!B452","v":"Total investment"},null,null,null,null,null,"NPV k£",{"$f":"+Project!F452","v":{"$error":"#DIV/0!"}}]
[132,null,{"$f":"+Project!B453","v":"Total O&M costs"},null,null,null,null,null,"NPV k£",{"$f":"+Project!F453","v":{"$error":"#DIV/0!"}}]
[133,null,{"$f":"+Project!B454","v":"Net cash flow of district heating"},null,null,null,null,null,"NPV k£",{"$f":"+Project!F454","v":{"$error":"#DIV/0!"}}]
[134,null,{"$f":"+Project!B455","v":"Internal rate of return"},null,null,null,null,null,"%",{"$f":"+Project!F455","v":{"$error":"#VALUE!"}}]
[135]
[{"$f":"+A135+1","v":136},{"$f":"+Project!B461","v":"Consumers"}]
[137,null,{"$f":"+Project!B467","v":"Connection fee"},null,null,{"$f":"+Project!D467","v":"District heating"},null,null,{"$f":"+$I$57","v":"NPV k£"},{"$f":"+Project!F467","v":{"$error":"#DIV/0!"}}]
[138,null,{"$f":"+Project!B468","v":"Purchase of district heating"},null,null,{"$f":"+Project!D468","v":"District heating"},null,null,"NPV k£",{"$f":"+Project!F468","v":0}]
[139,null,{"$f":"+Project!B469","v":"Investment and O&M of substations"},null,null,{"$f":"+Project!D469","v":"District heating"},null,null,"NPV k£",{"$f":"+Project!F469","v":{"$error":"#DIV/0!"}}]
[140,null,{"$f":"+Project!B470","v":"Investments"},null,null,{"$f":"+Project!D470","v":"Base line"},null,null,"NPV k£",{"$f":"+Project!F470","v":{"$error":"#DIV/0!"}}]
[141,null,{"$f":"+Project!B471","v":"Energy "},null,null,{"$f":"+Project!D471","v":"Base line"},null,null,"NPV k£",{"$f":"+Project!F471","v":0}]
[142,null,{"$f":"+Project!B472","v":"O&M costs  "},null,null,{"$f":"+Project!D472","v":"Base line"},null,null,"NPV k£",{"$f":"+Project!F472","v":381.00891305682075}]
[143,null,{"$f":"+Project!B473","v":"Total benefit for consumers"},null,null,null,null,null,"NPV k£",{"$f":"+Project!$F473","v":{"$error":"#DIV/0!"}}]
[144,null,""]
[145,{"$f":"+Project!B475","v":"Total benefit for all stakeholders"}]
[146,null,{"$f":"+Project!B476","v":"Supplier, large CHP"},null,null,null,null,null,{"$f":"+$I$57","v":"NPV k£"},{"$f":"+Project!$F476","v":{"$error":"#DIV/0!"}}]
[147,null,{"$f":"+Project!B477","v":"Supplier, Surplus heat"},null,null,null,null,null,"NPV k£",{"$f":"+Project!$F477","v":{"$error":"#DIV/0!"}}]
[148,null,{"$f":"+Project!B478","v":"District heating company, cash flow, revenues and costs"},null,null,null,null,null,"NPV k£",{"$f":"+Project!$F478","v":{"$error":"#DIV/0!"}}]
[149,null,{"$f":"+Project!B479","v":"Consumers"},null,null,null,null,null,"NPV k£",{"$f":"+Project!$F479","v":{"$error":"#DIV/0!"}}]
[150,null,{"$f":"+Project!B480","v":"Total local community"},null,null,"","","","NPV k£",{"$f":"+Project!$F480","v":{"$error":"#DIV/0!"}}]
[151]
[152,null,null,null,null,null,null,null,null,{"$f":"+J$3","v":"DH"}]
[153,"Individual solar heating end-year"]
[154,{"$f":"+B171","v":1},null,{"$f":"+C8","v":"[Settlement B] 1"},null,null,null,null,"MWh",{"$f":"+Project!#REF!","v":{"$error":"#REF!"}}]
[155,{"$f":"+B172","v":2},null,"[Settlement B] 2",null,null,null,null,"MWh",{"$f":"+Project!#REF!","v":{"$error":"#REF!"}}]
[156,3,null,"[Settlement B] 3",null,null,null,null,"MWh",{"$f":"+Project!#REF!","v":{"$error":"#REF!"}}]
[157,4,null,"[Settlement B] 4",null,null,null,null,"MWh",{"$f":"+Project!#REF!","v":{"$error":"#REF!"}}]
[158,5,null,"[Settlement B] 5",null,null,null,null,"MWh",{"$f":"+Project!#REF!","v":{"$error":"#REF!"}}]
[159,6,null,"[Settlement B] 6",null,null,null,null,"MWh",{"$f":"+Project!#REF!","v":{"$error":"#REF!"}}]
[160,7,null,"[Settlement B] 7",null,null,null,null,"MWh",{"$f":"+Project!#REF!","v":{"$error":"#REF!"}}]
[161,8,null,"[Settlement B] 8",null,null,null,null,"MWh",{"$f":"+Project!#REF!","v":{"$error":"#REF!"}}]
[162,9,null,"[Settlement A] Master",null,null,null,null,"MWh",{"$f":"+Project!#REF!","v":{"$error":"#REF!"}}]
[163,10,null,"[Settlement A] 2",null,null,null,null,"MWh",{"$f":"+Project!#REF!","v":{"$error":"#REF!"}}]
[164,11,null,"[Settlement A] 3",null,null,null,null,"MWh",{"$f":"+Project!#REF!","v":{"$error":"#REF!"}}]
[165,12,null,"[Settlement A] 4",null,null,null,null,"MWh",{"$f":"+Project!#REF!","v":{"$error":"#REF!"}}]
[166,13,null,"[Settlement A] 5",null,null,null,null,"MWh",{"$f":"+Project!#REF!","v":{"$error":"#REF!"}}]
[167,14,null,"[Settlement A] 6",null,null,null,null,"MWh",{"$f":"+Project!#REF!","v":{"$error":"#REF!"}}]
[168,15,null,"[Settlement A] 7",null,null,null,null,"MWh",{"$f":"+Project!#REF!","v":{"$error":"#REF!"}}]
[169,"Individual solar heating end-year",null,null,null,null,null,null,"MWh",{"$f":"SUM(J154:J168)","v":{"$error":"#REF!"}}]
[170,"Individual heat pumps end-year"]
[171,{"$f":"B8","v":1},null,{"$f":"C8","v":"[Settlement B] 1"},null,null,null,null,"MWh",{"$f":"+Project!#REF!","v":{"$error":"#REF!"}}]
[172,2,null,"[Settlement B] 2",null,null,null,null,"MWh",{"$f":"+Project!#REF!","v":{"$error":"#REF!"}}]
[173,3,null,"[Settlement B] 3",null,null,null,null,"MWh",{"$f":"+Project!#REF!","v":{"$error":"#REF!"}}]
[174,4,null,"[Settlement B] 4",null,null,null,null,"MWh",{"$f":"+Project!#REF!","v":{"$error":"#REF!"}}]
[175,5,null,"[Settlement B] 5",null,null,null,null,"MWh",{"$f":"+Project!#REF!","v":{"$error":"#REF!"}}]
[176,6,null,"[Settlement B] 6",null,null,null,null,"MWh",{"$f":"+Project!#REF!","v":{"$error":"#REF!"}}]
[177,7,null,"[Settlement B] 7",null,null,null,null,"MWh",{"$f":"+Project!#REF!","v":{"$error":"#REF!"}}]
[178,8,null,"[Settlement B] 8",null,null,null,null,"MWh",{"$f":"+Project!#REF!","v":{"$error":"#REF!"}}]
[179,9,null,"[Settlement A] Master",null,null,null,null,"MWh",{"$f":"+Project!#REF!","v":{"$error":"#REF!"}}]
[180,10,null,"[Settlement A] 2",null,null,null,null,"MWh",{"$f":"+Project!#REF!","v":{"$error":"#REF!"}}]
[181,11,null,"[Settlement A] 3",null,null,null,null,"MWh",{"$f":"+Project!#REF!","v":{"$error":"#REF!"}}]
[182,12,null,"[Settlement A] 4",null,null,null,null,"MWh",{"$f":"+Project!#REF!","v":{"$error":"#REF!"}}]
[183,13,null,"[Settlement A] 5",null,null,null,null,"MWh",{"$f":"+Project!#REF!","v":{"$error":"#REF!"}}]
[184,14,null,"[Settlement A] 6",null,null,null,null,"MWh",{"$f":"+Project!#REF!","v":{"$error":"#REF!"}}]
[185,15,null,"[Settlement A] 7",null,null,null,null,"MWh",{"$f":"+Project!#REF!","v":{"$error":"#REF!"}}]
[186,"Individual heat pumps end-year",null,null,null,null,null,null,"MWh",{"$f":"SUM(J171:J185)","v":{"$error":"#REF!"}}]
[187,"Individual gas boilers end-year"]
[188,{"$f":"+B171","v":1},null,{"$f":"+C8","v":"[Settlement B] 1"},null,null,null,null,"MWh",{"$f":"+Project!#REF!","v":{"$error":"#REF!"}}]
[189,{"$f":"+B172","v":2},null,"[Settlement B] 2",null,null,null,null,"MWh",{"$f":"+Project!#REF!","v":{"$error":"#REF!"}}]
[190,3,null,"[Settlement B] 3",null,null,null,null,"MWh",{"$f":"+Project!#REF!","v":{"$error":"#REF!"}}]
[191,4,null,"[Settlement B] 4",null,null,null,null,"MWh",{"$f":"+Project!#REF!","v":{"$error":"#REF!"}}]
[192,5,null,"[Settlement B] 5",null,null,null,null,"MWh",{"$f":"+Project!#REF!","v":{"$error":"#REF!"}}]
[193,6,null,"[Settlement B] 6",null,null,null,null,"MWh",{"$f":"+Project!#REF!","v":{"$error":"#REF!"}}]
[194,7,null,"[Settlement B] 7",null,null,null,null,"MWh",{"$f":"+Project!#REF!","v":{"$error":"#REF!"}}]
[195,8,null,"[Settlement B] 8",null,null,null,null,"MWh",{"$f":"+Project!#REF!","v":{"$error":"#REF!"}}]
[196,9,null,"[Settlement A] Master",null,null,null,null,"MWh",{"$f":"+Project!#REF!","v":{"$error":"#REF!"}}]
[197,10,null,"[Settlement A] 2",null,null,null,null,"MWh",{"$f":"+Project!#REF!","v":{"$error":"#REF!"}}]
[198,11,null,"[Settlement A] 3",null,null,null,null,"MWh",{"$f":"+Project!#REF!","v":{"$error":"#REF!"}}]
[199,12,null,"[Settlement A] 4",null,null,null,null,"MWh",{"$f":"+Project!#REF!","v":{"$error":"#REF!"}}]
[{"$f":"+A199+1","v":200},13,null,"[Settlement A] 5",null,null,null,null,"MWh",{"$f":"+Project!#REF!","v":{"$error":"#REF!"}}]
[201,14,null,"[Settlement A] 6",null,null,null,null,"MWh",{"$f":"+Project!#REF!","v":{"$error":"#REF!"}}]
[202,15,null,"[Settlement A] 7",null,null,null,null,"MWh",{"$f":"+Project!#REF!","v":{"$error":"#REF!"}}]
[203,"Individual heat pumps end-year",null,null,null,null,null,null,"MWh",{"$f":"SUM(J188:J202)","v":{"$error":"#REF!"}}]
[204,"Total heat demand for DH and individual",null,null,null,null,null,null,null,{"$f":"+J23+J169+J186+J203","v":{"$error":"#REF!"}}]
[205]
[206,"Assumptions"]
[207]
[208,"Energy prices excluding VAT",null,null,null,null,null,null,null,""]
[209,"District heating price to end-users and production prices"]
[210,"One-time payment at the time of connection to the grid"]
[211,"Branch line fee in pct. of the branch line cost",null,null,null,null,null,null,null,0.5]
[212,"Connection fee in pct. of the substation cost",null,null,null,null,null,null,null,0.25]
[213,"Fixed annual payment"]
[214,"Annual heat meter fee",null,null,null,{"$f":"+H37","v":100},"Per meter","",{"$f":"+G3&\"/no\"","v":"£/no"},{"$f":"+F214","v":100}]
[215,"Annual Fixed fee",null,null,null,{"$f":"+H38","v":18},"Per fixed consump.",null,{"$f":"+$G$3&\"/\"&F$3","v":"£/MWh"}]
[216,{"$f":"\"Fixed fee \"&F216&\"-\"&G216&\" \"&F3","v":"Fixed fee 0-250 MWh"},null,null,null,0,250,{"$f":"+H39","v":1},{"$f":"+G$3&\"/\"&F$3","v":"£/MWh"},{"$f":"+$F$215*H216","v":18}]
[217,{"$f":"\"Fixed fee \"&F217&\"-\"&G217&\" \"&F3","v":"Fixed fee 250-2500 MWh"},null,null,null,{"$f":"G216","v":250},2500,{"$f":"+H40","v":0.8},"£/MWh",{"$f":"+$F$215*H217","v":14.4}]
[218,{"$f":"\"Fixed fee \"&F218&\"-\"&G218&\" \"&F3","v":"Fixed fee 2500-25000 MWh"},null,null,null,{"$f":"G217","v":2500},25000,{"$f":"+H41","v":0.7},"£/MWh",12.6]
[219,{"$f":"\"Fixed fee \"&F219&\"-\"&G219&\" \"&F3","v":"Fixed fee 25000-250000 MWh"},null,null,null,25000,250000,{"$f":"+H42","v":0.4},"£/MWh",7.2]
[220,"Variable payment"]
[221,"Variable heat price same price for all",null,null,null,"For all",{"$f":"+G38","v":24},1,{"$f":"+G$3&\"/\"&F$3","v":"£/MWh"},{"$f":"+G221*H221","v":24}]
[222,"Average price of district heating for all consumers",null,null,null,null,null,null,"£/MWh",{"$f":"+Consumers!AU1248","v":0}]
[223,"Average cost of district heating for all consumers including own cost",null,null,null,null,null,null,{"$f":"+G$3&F$3","v":"£MWh"},{"$f":"+Consumers!AZ25","v":0}]
[224]
[225]
[226,"Gas prices priced including the Climate Change Levy"]
[227,"Annual fixed fee for each installation",null,null,null,null,1,0,{"$f":"+$G$3&\"/no\"","v":"£/no"},{"$f":"+G227*H227","v":0}]
[228,"from zero up to",null,null,278,"MWh","",1,{"$f":"+G$3&\"/\"&F$3","v":"£/MWh"},45]
[229,"further up to",null,null,2778,"MWh","",0.65,"£/MWh",{"$f":"+J$228*H229","v":29.25}]
[230,"further up to",null,null,27778,"MWh","",0.6,"£/MWh",{"$f":"+J$228*H230","v":27}]
[231,"further up to",null,null,277778,"MWh","",0.5,"£/MWh",22.5]
[232,"Above",null,null,{"$f":"+E231","v":277778},"MWh","",0.45,"£/MWh",20.25]
[233,"Average cost of gas according to the tariff to  boilers",null,null,null,null,null,null,"£/MWh",{"$f":"Consumers!CR$27","v":"-"}]
[234,"Average cost of gas for all consumers from boilers",null,null,null,null,null,null,"£/MWh",{"$f":"Consumers!CR$25","v":0}]
[235,"Average cost of gas heating for all consumers including own costs",null,null,null,null,null,null,"£/MWh",{"$f":"Consumers!CW$25","v":0}]
[236,"Calorific value",null,"Upper","Lower",39.6,"Upper",47.2,"MJ/m3",{"$f":"+IF(D236=\"Upper\",H236,F236)","v":47.2}]
[237,"Calorific value of gas",null,null,null,"Ratio upper/lower","Ratio",{"$f":"+H236/F236","v":1.191919191919192},"MWh/1000m3",{"$f":"+J236/3.6","v":13.111111111111111}]
[238,"Content of CO2 in gas",null,null,{"$f":"+D236","v":"Upper"},"calorific calue",null,null,"Tonn/MWh",{"$f":"0.204*F236/J236","v":0.17115254237288136}]
[239]
[240,"Cost of oil including Climate Change Levy"]
[241,"Cost of oil to large boiler",null,null,null,null,1,75,{"$f":"+G$3&\"/\"&F$3","v":"£/MWh"},{"$f":"+G241*H241","v":75}]
[242,"Cost of oil",null,null,null,null,1,80,"£/MWh",{"$f":"+G242*H242","v":80}]
[243,"Cost of oil in heat production cost from small boilers",null,null,null,null,null,null,"£/MWh",{"$f":"+Consumers!BX27","v":"-"}]
[244]
[245,"Electricity prices including Climate Change Levy"]
[246,"Annual fixed fee for each installation",null,null,null,null,1,0,{"$f":"+$G$3&\"/no\"","v":"£/no"},{"$f":"+G246*H246","v":0}]
[247,"from zero up to",null,null,20,"MWh","",1,{"$f":"+G$3&\"/\"&F$3","v":"£/MWh"},140]
[248,"further up to",null,null,500,"MWh","",0.85,"£/MWh",{"$f":"+J$247*H248","v":119}]
[249,"further up to",null,null,2000,"MWh","",0.78,"£/MWh",{"$f":"+J$247*H249","v":109.2}]
[250,"further up to",null,null,20000,"MWh","",0.72,"£/MWh",100.8]
[251,"Above",null,null,{"$f":"+E250","v":20000},"MWh","",0.69,"£/MWh",96.6]
[252,"Average cost of electricity according to the tariff",null,null,null,null,null,null,"£/MWh",{"$f":"Consumers!BN$27","v":"-"}]
[253,"Average cost of electricity included in the heat from the heat pump",null,null,null,null,null,"if any","£/MWh",{"$f":"Consumers!BN$26","v":0}]
[254,"Average cost of heat from heat pumps in average including own costs",null,null,null,null,null,null,{"$f":"+G$3&\"/\"&F$3","v":"£/MWh"},122]
[255,"Electricity price to large heat pumps, which can be adjusted to the market",null,null,null,null,null,null,{"$f":"+G$3&\"/\"&F$3","v":"£/MWh"},80]
[256,"Electricity price for production, which can be adjusted to the market.",null,null,null,null,null,null,"£/MWh",50]
[257,"Marginal electricity large heat pump from high voltage",null,null,null,null,"GasCC + wind",null,"%",0.55000000000000004]
[258,"Marginal electricity peak CHP to high voltage",null,null,null,null,"GasCC  ",null,"%",0.48]
[259,"Marginal electricity small heat pump from low voltage",null,null,null,null,"Gas CC+losses",null,"%",0.4]
[260]
[261,"Heat Incentive Tariff"]
[262,"Duration of the incentive in the period from",null,null,null,{"$f":"+Project!J1","v":2016},"to ",{"$f":"+F262+J262-1","v":2025},"Years",10]
[263,"Biomass boilers larger than 1 MW for all operation hours",null,null,null,null,null,null,{"$f":"+G$3&\"/\"&F$3","v":"£/MWh"},20.03]
[{"$f":"+A263+1","v":264},"Large water heat pumps",null,null,"for the first",1314,"max load hours",null,"£/MWh",88.4]
[265,"Large water heat pumps",null,null,"for following",null,"max load hours",null,"£/MWh",26.4]
[266,"Small air source heat pumps",null,null,"all capacities and operation hours",null,null,null,"£/MWh",25.4]
[267]
[268]
[269,"CO2 emissions"]
[270,"Natural gas",null,null,null,null,null,null,"kg/MWh",205]
[271,"Light oil",null,null,null,null,null,null,"kg/MWh",266]
[272,"Coal",null,null,null,null,null,null,"kg/MWh",340]
[273,"Biomass",null,null,null,null,null,null,"kg/MWh",0]
[274,"Surplus heat (emittet at a usefull temperature and used without heat pump",null,null,null,null,null,null,"kg/MWh",0]
[275]
[276,"Basis for calculating electricity prices and CHP prices"]
[277,"Efficiency of condensing on the margin in the power system",null,null,null,null,null,null,"%",0]
[278,"Efficiency of high voltage grid",null,null,null,null,null,null,"%",0]
[279,"Efficiency of low voltage grid",null,null,null,null,null,null,"%",0]
[280,"Content of CO2 in electricity to large consumers",null,null,null,null,null,null,"kg/MWh",{"$f":"+J$270/$J257","v":372.72727272727269}]
[281,"Content of CO2 in electricity to small consumers",null,null,null,null,null,null,"kg/MWh",{"$f":"+J270/J$259","v":512.5}]
[282]
[283,"Data for production  plants owned by private companies"]
[284,{"$f":"+$D$28","v":"Supplier, large CHP"}]
[285,"Investment",null,null,"","",600,1,{"$f":"+\"k\"&G$3&\"/\"&E$3","v":"k£/MW"},{"$f":"+G285*H285","v":600}]
[286,"Purchase of gas",null,null,null,"",{"$f":"+J231","v":22.5},1,{"$f":"+G$3&\"/\"&F$3","v":"£/MWh"},{"$f":"+G286*H286","v":22.5}]
[287,"Sale of electricity to the market",null,null,null,"",{"$f":"+J256","v":50},1,"£/MWh",{"$f":"+G287*H287","v":50}]
[288,"Energy cost",null,"Efficiency",0.85,"Power to heat",0.9,null,{"$f":"+G$3&\"/\"&F$3","v":"£/MWh"},{"$f":"+(1+G288)/E288*J286-G288*J287","v":5.294117647058826}]
[289,"O&M costs",null,null,null,"",5,1,{"$f":"+G$3&\"/\"&E$3&\"/a\"","v":"£/MW/a"},{"$f":"+G289*H289","v":5}]
[290,"Purchase of heat capacity from",null,null,null,{"$f":"+$D$28","v":"Supplier, large CHP"},65,1,{"$f":"+G$3&\"/\"&E$3&\"/a\"","v":"£/MW/a"},{"$f":"+G290*H290","v":65}]
[291,"Heat price for purchase of heat from",null,null,null,"Supplier, large CHP",16,1,"£/MWh",{"$f":"+G291*H291","v":16}]
[292,"Annual average costs",null,null,null,{"$f":"+K28","v":0},"hours",null,{"$f":"+G$3&\"/\"&F$3","v":"£/MWh"},{"$f":"IF(F292=0,\"-\",+J291+(J290)*1000/F292)","v":"-"}]
[293]
[294,{"$f":"+$D$29","v":"Supplier, Surplus heat"}]
[295,"Investment",null,null,null,"",100,1,{"$f":"+\"k\"&G$3&\"/\"&E$3","v":"k£/MW"},{"$f":"+G295*H295","v":100}]
[296,"Energy cost",null,null,null,"",2,1,"£/MWh",2]
[297,"O&M costs",null,null,null,"",1,1,{"$f":"+G$3&\"/\"&E$3&\"/a\"","v":"£/MW/a"},{"$f":"+G297*H297","v":1}]
[298,"Purchase of heat capacity from",null,null,null,{"$f":"+$D$29","v":"Supplier, Surplus heat"},10,1,{"$f":"+G$3&\"/\"&E$3&\"/a\"","v":"£/MW/a"},{"$f":"+G298*H298","v":10}]
[299,"Heat price for purchase of heat from ",null,null,null,"Supplier, Surplus heat",19,1,"£/MWh",10]
[300,"Annual average costs",null,null,null,{"$f":"+K29","v":{"$error":"#DIV/0!"}},"hours",null,"£/MWh",{"$f":"IF(F300=0,\"-\",+J299+(J298)*1000/F300)","v":{"$error":"#DIV/0!"}}]
[301]
[302,"Data for production plants owned by the district heating company"]
[303,{"$f":"+$D$30","v":"Gas CHP"}]
[304,"Investment",null,null,null,"",600,1,{"$f":"+\"k\"&G$3&\"/\"&E$3","v":"k£/MW"},{"$f":"+G304*H304","v":600}]
[305,"Purchase of gas",null,null,null,"",{"$f":"+J230","v":27},1,{"$f":"+G$3&\"/\"&F$3","v":"£/MWh"},{"$f":"+G305*H305","v":27}]
[306,"Sale of electricity to the market",null,null,null,"",{"$f":"+J256","v":50},1,{"$f":"+G$3&\"/\"&F$3","v":"£/MWh"},{"$f":"+G306*H306","v":50}]
[307,"Energy",null,"Efficiency",0.85,"Power to heat",0.9,null,"£/MWh",{"$f":"+(1+G307)/E307*J305-G307*J306","v":15.352941176470587}]
[308,"O&M costs",null,null,null,"",5,1,{"$f":"+\"k\"&G$3&\"/\"&E$3&\"/a\"","v":"k£/MW/a"},{"$f":"+G308*H308","v":5}]
[309,"Capital costs",null,null,null,{"$f":"+J$82","v":7.3999999999999996E-2},"%",null,{"$f":"+\"k\"&G$3&\"/\"&E$3&\"/a\"","v":"k£/MW/a"},{"$f":"+J304*F309","v":44.4}]
[310,"Annual average costs",null,null,null,{"$f":"+K30","v":{"$error":"#DIV/0!"}},"hours",null,{"$f":"+G$3&\"/\"&F$3","v":"£/MWh"},{"$f":"IF(F310=0,\"-\",+J307+(J308+J309)*1000/F310)","v":{"$error":"#DIV/0!"}}]
[311]
[312,{"$f":"+$D$31","v":"Biomass boiler"}]
[313,"Investment",null,null,null,"",400,1,{"$f":"+\"k\"&G$3&\"/\"&E$3","v":"k£/MW"},{"$f":"+G313*H313","v":400}]
[314,"Purchase of wood chip",null,null,null,"",35,1,{"$f":"+G$3&\"/\"&F$3","v":"£/MWh"},{"$f":"+G314*H314","v":35}]
[315,"Energy",null,"Efficiency",0.9,"","",null,"£/MWh",{"$f":"+G314/E315","v":38.888888888888886}]
[316,"Heat incentive tariff",null,null,"For capacity > 1 MW",null,"All operation hours",null,"£/MWh",{"$f":"+J263","v":20.03}]
[317,"O&M costs",null,null,null,"",2,1,{"$f":"+\"k\"&G$3&\"/\"&E$3&\"/a\"","v":"k£/MW/a"},{"$f":"+G317*H317","v":2}]
[318,"Capital costs",null,null,null,{"$f":"+J$82","v":7.3999999999999996E-2},"%",null,{"$f":"+\"k\"&G$3&\"/\"&E$3&\"/a\"","v":"k£/MW/a"},{"$f":"+J313*F318","v":29.599999999999998}]
[319,"Variable costs",null,null,null,null,null,null,{"$f":"+G$3&\"/\"&F$3","v":"£/MWh"},{"$f":"+J315-J316","v":18.858888888888885}]
[320,"Annual average costs",null,null,null,{"$f":"+K31","v":0},"hours",null,{"$f":"+G$3&\"/\"&F$3","v":"£/MWh"},{"$f":"+IF(F320=0,\"-\",J315-J316+(J317+J318)*1000/F320)","v":"-"}]
[321]
[322,{"$f":"+$D$32","v":"Large heat pump"}]
[323,"Investment",null,null,{"$f":"+G32","v":1},"MW",500,1,{"$f":"+\"k\"&G$3&\"/\"&E$3","v":"k£/MW"},{"$f":"+G323*H323","v":500}]
[324,"Purchase of electricity optimized in the market",null,null,null,null,{"$f":"+J255","v":80},1,{"$f":"+$G$3&\"/\"&F$3","v":"£/MWh"},{"$f":"+G324*H324","v":80}]
[325,"Energy",null,"Efficiency",3,"","",1,{"$f":"+G$3&\"/\"&F$3","v":"£/MWh"},{"$f":"+G324/E325","v":26.666666666666668}]
[326,"Heat incentive tariff",null,null,{"$f":"+J264","v":88.4},{"$f":"+J265","v":26.4},null,null,"£/MWh",{"$f":"+IF(F330<E330,E326,(E326*E330+(F330-E330)*F326)/(E323*F330))","v":{"$error":"#DIV/0!"}}]
[327,"O&M costs",null,null,null,"",2,1,{"$f":"+\"k\"&G$3&\"/\"&E$3&\"/a\"","v":"k£/MW/a"},{"$f":"+G327*H327","v":2}]
[328,"Capital costs",null,null,null,{"$f":"+J$82","v":7.3999999999999996E-2},"%",null,{"$f":"+\"k\"&G$3&\"/\"&E$3&\"/a\"","v":"k£/MW/a"},{"$f":"+J323*F328","v":37}]
[{"$f":"+A328+1","v":329},"Variable costs",null,null,null,null,null,null,{"$f":"+G$3&\"/\"&F$3","v":"£/MWh"},{"$f":"+J325-J326","v":{"$error":"#DIV/0!"}}]
[330,"Annual average costs",null,null,{"$f":"+F264","v":1314},{"$f":"+K32","v":{"$error":"#DIV/0!"}},"hours",null,"£/MWh",{"$f":"+J325-J326+(J327+J328)*1000/F330","v":{"$error":"#DIV/0!"}}]
[331]
[332,{"$f":"+$D$33","v":"Peak boiler"}]
[333,"Investment",null,null,null,"",100,1,{"$f":"+\"k\"&G$3&\"/\"&E$3","v":"k£/MW"},{"$f":"+G333*H333","v":100}]
[334,"Purchase of oil",null,null,null,"",{"$f":"+H241","v":75},1,{"$f":"+G$3&\"/\"&F$3","v":"£/MWh"},{"$f":"+G334*H334","v":75}]
[335,"Energy",null,"Efficiency",0.9,"","",null,"£/MWh",{"$f":"+G334/E335","v":83.333333333333329}]
[336,"O&M costs",null,null,null,"",1,1,{"$f":"+\"k\"&G$3&\"/\"&E$3&\"/a\"","v":"k£/MW/a"},{"$f":"+G336*H336","v":1}]
[337]
[338,"General consumer data"]
[339,"Energy demand in kWh from heat map transferred to MWh",null,null,null,null,null,null,"MWh",{"$f":"+Consumers!O26","v":0}]
[340,"Heated floor area from heat map",null,null,null,null,null,null,"m2",{"$f":"+Consumers!N26","v":0}]
[341,"Average heat load per m2",null,null,null,null,null,null,"kWh/m2",{"$f":"+Consumers!I26","v":0}]
[342,"Default max load hours defines the macimal capacity demand in kW",null,null,null,null,null,null,"h",2000]
[343,"Actual average max load hours",null,null,null,null,null,null,"h",{"$f":"+Consumers!Q25","v":{"$error":"#DIV/0!"}}]
[344,"Maximal capacity at all end users",null,null,null,null,null,null,"MW ",{"$f":"+Consumers!S26/1000","v":{"$error":"#DIV/0!"}}]
[345]
[346,"Development of district heating"]
[347,"Year",null,null,null,null,{"$f":"+Project!I1","v":2015},{"$f":"+Project!J1","v":2016},{"$f":"+Project!K1","v":2017},{"$f":"+Project!L1","v":2018},{"$f":"+Project!M1","v":2019},{"$f":"+Project!N1","v":2020},{"$f":"+Project!O1","v":2021}]
[348,"Investment in network in pct. Of maximal",null,null,null,null,0,0.3,0.6,1,{"$f":"+J348","v":1},1,1]
[349,"Connection of consumer in pct. Of maximal",null,null,null,null,0,0.3,0.5,0.6,0.7,0.8,0.9]
[350]
[351,"Network and company administration",null,null,null,null,null,null,null,""]
[{"$f":"+A351+1","v":352},"Fixed O&M of network in pct.of installed capital",null,null,null,null,1.4999999999999999E-2,1,"%",{"$f":"+G352*H352","v":1.4999999999999999E-2}]
[353,"Variable O&M of network and administration",null,null,null,null,2,1,{"$f":"+G$3&\"/\"&F$3","v":"£/MWh"},{"$f":"+G353*H353","v":2}]
[354,"Economic life time of district heating network",null,null,null,null,null,null,"year",40]
[355,"Diameter, unit cost and loss",null,null,null,{"$f":"+Network!F2","v":"DN20"},{"$f":"+Network!G2","v":"DN25"},{"$f":"+Network!H2","v":"DN32"},{"$f":"+Network!I2","v":"DN40"},{"$f":"+Network!J2","v":"DN50"},{"$f":"+Network!K2","v":"DN65"},{"$f":"+Network!L2","v":"DN80"},{"$f":"+Network!M2","v":"DN100"},{"$f":"+Network!N2","v":"DN125"},{"$f":"+Network!O2","v":"DN150"},{"$f":"+Network!P2","v":"DN200"},{"$f":"+Network!Q2","v":"DN250"}]
[356,"Unit cost, factor",null,1,{"$f":"+$G$3&\"/\"&\"m\"","v":"£/m"},315.39999999999998,337.9,353.8,366.8,392.3,428.2,478.1,551.6,648.79999999999995,749.6,936.7,1222.3]
[357,"Default costs",null,"",{"$f":"+$G$3&\"/\"&\"m\"","v":"£/m"},{"$f":"+F356*$D356","v":315.39999999999998},{"$f":"+G356*$D356","v":337.9},353.8,366.8,392.3,428.2,478.1,551.6,648.79999999999995,749.6,936.7,1222.3]
[358,{"$f":"+Network!B139","v":"Heat losses"},null,"",{"$f":"+Network!D139","v":"kWh/m"},{"$f":"+Network!F139","v":82.168800000000005},{"$f":"+Network!G139","v":82.168800000000005},{"$f":"+Network!H139","v":82.168800000000005},{"$f":"+Network!I139","v":117.384},{"$f":"+Network!J139","v":117.384},{"$f":"+Network!K139","v":129.1224},{"$f":"+Network!L139","v":140.86079999999998},{"$f":"+Network!M139","v":140.86079999999998},{"$f":"+Network!N139","v":265.28784000000002},{"$f":"+Network!O139","v":299.32920000000001},{"$f":"+Network!P139","v":316.93680000000001},{"$f":"+Network!Q139","v":328.67520000000002}]
[359,"Annual average temperature",null,null,"Supply oC",90,"Return, oC",60,"Heat loss",{"$f":"+Project!AC152","v":{"$error":"#DIV/0!"}}]
[360]
[361,null,{"$f":"+Network!F179","v":"Dimension"},{"$f":"+Network!G179","v":"Unit price"},{"$f":"+Network!H179","v":"Distribution"},{"$f":"+Network!I179","v":"Branch"},{"$f":"+Network!J179","v":"Distribution"},{"$f":"+Network!K179","v":"Branch"},{"$f":"+Network!L179","v":"Investment"}]
[362,null,{"$f":"+Network!F180","v":"DN"},{"$f":"+Network!G180","v":"£/m"},{"$f":"+Network!H180","v":"m"},{"$f":"+Network!I180","v":"m"},{"$f":"+Network!J180","v":"k£"},{"$f":"+Network!K180","v":"k£"},{"$f":"+Network!L180","v":"k£"}]
[363,null,{"$f":"+Network!F181","v":"DN20"},{"$f":"+Network!G181","v":315.39999999999998},{"$f":"+Network!H181","v":581.29999999999995},{"$f":"+Network!I181","v":{"$error":"#DIV/0!"}},{"$f":"+Network!J181","v":183.34201999999996},{"$f":"+Network!K181","v":{"$error":"#DIV/0!"}},{"$f":"+Network!L181","v":{"$error":"#DIV/0!"}}]
[364,null,{"$f":"+Network!F182","v":"DN32"},{"$f":"+Network!G182","v":337.9},{"$f":"+Network!H182","v":253.39999999999998},{"$f":"+Network!I182","v":{"$error":"#DIV/0!"}},{"$f":"+Network!J182","v":85.623859999999979},{"$f":"+Network!K182","v":{"$error":"#DIV/0!"}},{"$f":"+Network!L182","v":{"$error":"#DIV/0!"}}]
[365,null,{"$f":"+Network!F183","v":"DN32"},{"$f":"+Network!G183","v":353.8},{"$f":"+Network!H183","v":387.40000000000003},{"$f":"+Network!I183","v":{"$error":"#DIV/0!"}},{"$f":"+Network!J183","v":137.06212000000002},{"$f":"+Network!K183","v":{"$error":"#DIV/0!"}},{"$f":"+Network!L183","v":{"$error":"#DIV/0!"}}]
[366,null,{"$f":"+Network!F184","v":"DN40"},{"$f":"+Network!G184","v":366.8},{"$f":"+Network!H184","v":377.40000000000003},{"$f":"+Network!I184","v":{"$error":"#DIV/0!"}},{"$f":"+Network!J184","v":138.43031999999999},{"$f":"+Network!K184","v":{"$error":"#DIV/0!"}},{"$f":"+Network!L184","v":{"$error":"#DIV/0!"}}]
[367,null,{"$f":"+Network!F185","v":"DN50"},{"$f":"+Network!G185","v":392.3},{"$f":"+Network!H185","v":325.89999999999998},{"$f":"+Network!I185","v":{"$error":"#DIV/0!"}},{"$f":"+Network!J185","v":127.85056999999999},{"$f":"+Network!K185","v":{"$error":"#DIV/0!"}},{"$f":"+Network!L185","v":{"$error":"#DIV/0!"}}]
[368,null,{"$f":"+Network!F186","v":"DN65"},{"$f":"+Network!G186","v":428.2},{"$f":"+Network!H186","v":601.80000000000007},{"$f":"+Network!I186","v":{"$error":"#DIV/0!"}},{"$f":"+Network!J186","v":257.69076000000001},{"$f":"+Network!K186","v":{"$error":"#DIV/0!"}},{"$f":"+Network!L186","v":{"$error":"#DIV/0!"}}]
[369,null,{"$f":"+Network!F187","v":"DN80"},{"$f":"+Network!G187","v":478.1},{"$f":"+Network!H187","v":550.6},{"$f":"+Network!I187","v":{"$error":"#DIV/0!"}},{"$f":"+Network!J187","v":263.24186000000003},{"$f":"+Network!K187","v":{"$error":"#DIV/0!"}},{"$f":"+Network!L187","v":{"$error":"#DIV/0!"}}]
[370,null,{"$f":"+Network!F188","v":"DN100"},{"$f":"+Network!G188","v":551.6},{"$f":"+Network!H188","v":1381},{"$f":"+Network!I188","v":{"$error":"#DIV/0!"}},{"$f":"+Network!J188","v":761.75959999999998},{"$f":"+Network!K188","v":{"$error":"#DIV/0!"}},{"$f":"+Network!L188","v":{"$error":"#DIV/0!"}}]
[371,null,{"$f":"+Network!F189","v":"DN125"},{"$f":"+Network!G189","v":648.79999999999995},{"$f":"+Network!H189","v":493.6},{"$f":"+Network!I189","v":0},{"$f":"+Network!J189","v":320.24768},{"$f":"+Network!K189","v":0},{"$f":"+Network!L189","v":320.24768}]
[372,null,{"$f":"+Network!F190","v":"DN150"},{"$f":"+Network!G190","v":749.6},{"$f":"+Network!H190","v":426.19999999999993},{"$f":"+Network!I190","v":0},{"$f":"+Network!J190","v":319.47951999999998},{"$f":"+Network!K190","v":0},{"$f":"+Network!L190","v":319.47951999999998}]
[373,null,{"$f":"+Network!F191","v":"DN200"},{"$f":"+Network!G191","v":936.7},{"$f":"+Network!H191","v":423.5},{"$f":"+Network!I191","v":0},{"$f":"+Network!J191","v":396.69245000000001},{"$f":"+Network!K191","v":0},{"$f":"+Network!L191","v":396.69245000000001}]
[374,null,{"$f":"+Network!F192","v":"DN250"},{"$f":"+Network!G192","v":1222.3},{"$f":"+Network!H192","v":197.3},{"$f":"+Network!I192","v":0},{"$f":"+Network!J192","v":241.15979000000002},{"$f":"+Network!K192","v":0},{"$f":"+Network!L192","v":241.15979000000002}]
[375,null,{"$f":"+Network!F194","v":"Total"},{"$f":"+Network!G194","v":""},{"$f":"+Network!H194","v":6171.0000000000009},{"$f":"+Network!I194","v":{"$error":"#DIV/0!"}},{"$f":"+Network!J194","v":3484.9355100000002},{"$f":"+Network!K194","v":{"$error":"#DIV/0!"}},{"$f":"+Network!L194","v":{"$error":"#DIV/0!"}}]
[376,null,{"$f":"+Network!F195","v":"Correction for trench"},null,null,null,null,null,{"$f":"+Network!L195","v":{"$error":"#DIV/0!"}}]
[377,null,{"$f":"+Network!F196","v":"Total"},null,null,null,null,null,{"$f":"+Network!L196","v":{"$error":"#DIV/0!"}}]
[378]
[379,"Other assumptions for consumer installations"]
[380,"If \"1\", consumers reinvest in base line same year as DH, else uniform reinvestments in life time",null,null,null,null,null,null,null,1]
[381]
[382,"District heating substations"]
[383,"District heating substation smaller than ",null,null,null,50,"MWh/år",null,{"$f":"+G$3","v":"£"},3400]
[384,"Larger district heating substations",null,null,null,null,null,null,{"$f":"+G$3","v":"£"},"Formula"]
[385,"Life time of district heating substations",null,null,null,null,null,null,"year",25]
[386,"O&M costs of district heating substation, variable",null,null,null,null,1,1,{"$f":"+G$3&\"/\"&F$3","v":"£/MWh"},{"$f":"+G386*H386","v":1}]
[387,"O&M costs of district heating substation, fixed",null,null,null,null,50,1,{"$f":"+G$3&\"/no\"","v":"£/no"},{"$f":"+G387*H387","v":50}]
[388]
[389,"Heat Pumps"]
[390,"New heat pump, first part, factor in disrict heating substation",null,null,null,null,null,null,"%",3.5]
[391,"New heat pump, second part additional cost per heat capacity",null,null,null,null,null,null,{"$f":"+G$3&\"/kW\"","v":"£/kW"},400]
[392,"Life time of heat pumps",null,null,null,null,null,null,"year",20]
[393,"COP of heat pump",null,null,null,null,null,null,"",3]
[394,"O&M costs of heat pump, variable",null,null,null,null,6,1,{"$f":"+G$3&\"/\"&F$3","v":"£/MWh"},{"$f":"+G394*H394","v":6}]
[395,"O&M costs of heat pump, fixed",null,null,null,null,200,1,{"$f":"+G$3&\"/no\"","v":"£/no"},{"$f":"+G395*H395","v":200}]
[396]
[397,"Oil boilers"]
[398,"Standard oil boiler smaller than ",null,null,null,{"$f":"+F383","v":50},"MWh/år",null,{"$f":"+G$3","v":"£"},5000]
[399,"Larger oil boilers, factor on district heating substations",null,null,null,null,null,null,"%",2]
[400,"Life time of oil boilers",null,null,null,"",null,null,"year",{"$f":"+$J$392","v":20}]
[401,"Efficiency oil boiler, based on",null,null,null,{"$f":"+D228","v":0},"calorific value",null,"%",0.8]
[402,"O&M costs of gas boiler, variable",null,null,null,null,4,1,{"$f":"+G$3&\"/\"&F$3","v":"£/MWh"},{"$f":"+G402*H402","v":4}]
[403,"O&M costs of gas boiler, fixed",null,null,null,null,80,1,{"$f":"+G$3&\"/no\"","v":"£/no"},{"$f":"+G403*H403","v":80}]
[404]
[{"$f":"+A404+1","v":405},"Gas boilers"]
[406,"Standard gas boiler smaller than ",null,null,null,{"$f":"+F383","v":50},"MWh/år",null,{"$f":"+G$3","v":"£"},4800]
[407,"Larger gas boilers, factor on district heating substations",null,null,null,null,null,null,"%",1.7]
[408,"Life time of gas boilers",null,null,null,"",null,null,"year",{"$f":"+$J$392","v":20}]
[409,"Efficiency gas boiler, based on",null,null,{"$f":"47.2","v":47.2},{"$f":"+D236","v":"Upper"},"calorific value",null,"%",0.8]
[410,"O&M costs of gas boiler, variable",null,null,null,null,4,1,"£/MWh",{"$f":"+G410*H410","v":4}]
[411,"O&M costs of gas boiler, fixed",null,null,null,null,80,1,{"$f":"+G$3&\"/no\"","v":"£/no"},{"$f":"+G411*H411","v":80}]
[412]
[413]
[414,null,{"$f":"+Consumers!O1261","v":"Heat demand"},"Heat capacity",{"$f":"+Consumers!Q1261","v":"District heating substation"},null,{"$f":"+Consumers!S1261","v":"Heat pump"},null,{"$f":"+Consumers!U1261","v":"Oil boiler"},null,{"$f":"+Consumers!W1261","v":"Natural gas boiler"}]
[415,null,{"$f":"+Consumers!O1262","v":"MWh"},{"$f":"+Consumers!P1262","v":"kW"},{"$f":"+Consumers!Q1262","v":"£/kW"},{"$f":"+Consumers!R1262","v":"£"},{"$f":"+Consumers!S1262","v":"£/kW"},{"$f":"+Consumers!T1262","v":"£"},{"$f":"+Consumers!U1262","v":"£/kW"},{"$f":"+Consumers!V1262","v":"£"},{"$f":"+Consumers!W1262","v":"£/kW"},{"$f":"+Consumers!X1262","v":"£"}]
[416,null,{"$f":"+Consumers!O1263","v":20},{"$f":"+Consumers!P1263","v":10},{"$f":"+Consumers!Q1263","v":381.58160028867258},{"$f":"+Consumers!R1263","v":3815.816002886726},{"$f":"+Consumers!S1263","v":1735.535601010354},{"$f":"+Consumers!T1263","v":17355.35601010354},{"$f":"+Consumers!U1263","v":500},{"$f":"+Consumers!V1263","v":5000},{"$f":"+Consumers!W1263","v":480},{"$f":"+Consumers!X1263","v":4800}]
[417,null,{"$f":"+Consumers!O1264","v":100},{"$f":"+Consumers!P1264","v":50},{"$f":"+Consumers!Q1264","v":173.38927309832096},{"$f":"+Consumers!R1264","v":8669.4636549160477},{"$f":"+Consumers!S1264","v":1006.8624558441234},{"$f":"+Consumers!T1264","v":50343.122792206166},{"$f":"+Consumers!U1264","v":346.77854619664191},{"$f":"+Consumers!V1264","v":17338.927309832095},{"$f":"+Consumers!W1264","v":294.76176426714562},{"$f":"+Consumers!X1264","v":14738.088213357281}]
[418,null,{"$f":"+Consumers!O1265","v":500},{"$f":"+Consumers!P1265","v":250},{"$f":"+Consumers!Q1265","v":78.787446781554337},{"$f":"+Consumers!R1265","v":19696.861695388583},{"$f":"+Consumers!S1265","v":675.75606373544019},{"$f":"+Consumers!T1265","v":168939.01593386004},{"$f":"+Consumers!U1265","v":157.57489356310867},{"$f":"+Consumers!V1265","v":39393.723390777166},{"$f":"+Consumers!W1265","v":133.93865952864238},{"$f":"+Consumers!X1265","v":33484.664882160592}]
[419,null,{"$f":"+Consumers!O1266","v":1000},{"$f":"+Consumers!P1266","v":500},{"$f":"+Consumers!Q1266","v":56.094751173313583},{"$f":"+Consumers!R1266","v":28047.375586656792},{"$f":"+Consumers!S1266","v":596.33162910659746},{"$f":"+Consumers!T1266","v":298165.81455329875},{"$f":"+Consumers!U1266","v":112.18950234662717},{"$f":"+Consumers!V1266","v":56094.751173313583},{"$f":"+Consumers!W1266","v":95.361076994633081},{"$f":"+Consumers!X1266","v":47680.538497316542}]
[420,null,{"$f":"+Consumers!O1267","v":2000},{"$f":"+Consumers!P1267","v":1000},{"$f":"+Consumers!Q1267","v":39.938102295918682},{"$f":"+Consumers!R1267","v":39938.102295918681},{"$f":"+Consumers!S1267","v":539.78335803571542},{"$f":"+Consumers!T1267","v":539783.35803571541},{"$f":"+Consumers!U1267","v":79.876204591837364},{"$f":"+Consumers!V1267","v":79876.204591837362},{"$f":"+Consumers!W1267","v":67.894773903061747},{"$f":"+Consumers!X1267","v":67894.773903061752}]
[421,null,{"$f":"+Consumers!O1268","v":4000},{"$f":"+Consumers!P1268","v":2000},{"$f":"+Consumers!Q1268","v":28.434960163582875},{"$f":"+Consumers!R1268","v":56869.920327165753},{"$f":"+Consumers!S1268","v":499.52236057254009},{"$f":"+Consumers!T1268","v":999044.72114508017},{"$f":"+Consumers!U1268","v":56.869920327165751},{"$f":"+Consumers!V1268","v":113739.84065433151},{"$f":"+Consumers!W1268","v":48.339432278090889},{"$f":"+Consumers!X1268","v":96678.864556181783}]
[422,null,{"$f":"+Consumers!O1269","v":6000},{"$f":"+Consumers!P1269","v":3000},{"$f":"+Consumers!Q1269","v":23.310430708958719},{"$f":"+Consumers!R1269","v":69931.292126876157},{"$f":"+Consumers!S1269","v":481.58650748135551},{"$f":"+Consumers!T1269","v":1444759.5224440666},{"$f":"+Consumers!U1269","v":46.620861417917439},{"$f":"+Consumers!V1269","v":139862.58425375231},{"$f":"+Consumers!W1269","v":39.627732205229819},{"$f":"+Consumers!X1269","v":118883.19661568946}]
[423]
[424]

{"sheet":"Project","index":2,"n_rows":595,"n_cols":16384,"rows_kept":595,"cut":false,"hidden":false,"merged":[[1,9,1,28]]}
[1,"Project",null,null,null,null,"Unit",null,{"$f":"+Summary!H3","v":2015},{"$f":"+I1+1","v":2016},2017,{"$f":"+K1+1","v":2018},{"$f":"+L1+1","v":2019},{"$f":"+M1+1","v":2020},2021,2022,2023,2024,2025,2026,2027,2028,2029,2030,{"$f":"+X1+1","v":2031},{"$f":"+Y1+1","v":2032},{"$f":"+Z1+1","v":2033},{"$f":"+AA1+1","v":2034},{"$f":"+AB1+1","v":2035}]
[{"$f":"+A1+1","v":2},"All costs excluding VAT",null,null,null,null,null,null,"Base year","Project operation in economic analysis"]
[{"$f":"+A2+1","v":3},"Heat demand",null,""]
[4,"Development of heat demand per year",null,null,{"$f":"+Summary!F5","v":-5.0000000000000001E-3},null,"%",null,{"$f":"100%","v":1},{"$f":"+I4*(1+$E4)","v":0.995},{"$f":"+J4*(1+$E4)","v":0.99002500000000004},0.98507487500000002,0.98014950062500006,0.97524875312187509,0.97037250935626573,0.96552064680948435,0.96069304357543694,0.95588957835755972,0.95111013046577186,0.94635457981344295,0.94162280691437572,0.93691469287980389,0.9322301194154049,0.92756896881832784,0.92293112397423616,0.91831646835436498,0.91372488601259316,0.90915626158253016,0.90461048027461755]
[5]
[6,"Potential heat maket for DH ",null,null,{"$f":"Summary!$F$3&\"/a\"","v":"MWh/a"}]
[7,{"$f":"+Summary!B8","v":1},{"$f":"+Consumers!B9","v":"[Settlement B] 1"},{"$f":"+Summary!$H8","v":0},{"$f":"Consumers!O9","v":0},null,{"$f":"Summary!$F$3&\"/a\"","v":"MWh/a"},null,{"$f":"+$E7*I$4*$D7","v":0},{"$f":"+$E7*J$4*$D7","v":0},0,0,0,0,0,0,0,0,0,0,0,0,0,0,0,{"$f":"+$E7*Z$4*$D7","v":0},0,0,0]
[8,{"$f":"+Summary!B9","v":2},{"$f":"+Consumers!B10","v":"[Settlement B] 2"},{"$f":"+Summary!$H9","v":0},{"$f":"Consumers!O10","v":0},null,{"$f":"Summary!$F$3&\"/a\"","v":"MWh/a"},null,{"$f":"+$E8*I$4*$D8","v":0},0,0,0,0,0,0,0,0,0,0,0,0,0,0,0,0,0,0,0,0]
[9,{"$f":"+Summary!B10","v":3},{"$f":"+Consumers!B11","v":"[Settlement B] 3"},{"$f":"+Summary!$H10","v":0},{"$f":"Consumers!O11","v":0},null,{"$f":"Summary!$F$3&\"/a\"","v":"MWh/a"},null,0,0,0,0,0,0,0,0,0,0,0,0,0,0,0,0,0,0,0,0,0]
[10,{"$f":"+Summary!B11","v":4},{"$f":"+Consumers!B12","v":"[Settlement B] 4"},{"$f":"+Summary!$H11","v":0},{"$f":"Consumers!O12","v":0},null,{"$f":"Summary!$F$3&\"/a\"","v":"MWh/a"},null,0,0,0,0,0,0,0,0,0,0,0,0,0,0,0,0,0,0,0,0,0]
[11,{"$f":"+Summary!B12","v":5},{"$f":"+Consumers!B13","v":"[Settlement B] 5"},{"$f":"+Summary!$H12","v":0},{"$f":"Consumers!O13","v":0},null,{"$f":"Summary!$F$3&\"/a\"","v":"MWh/a"},null,0,0,0,0,0,0,0,0,0,0,0,0,0,0,0,0,0,0,0,0,0]
[12,{"$f":"+Summary!B13","v":6},{"$f":"+Consumers!B14","v":"[Settlement B] 6"},{"$f":"+Summary!$H13","v":0},{"$f":"Consumers!O14","v":0},null,{"$f":"Summary!$F$3&\"/a\"","v":"MWh/a"},null,0,0,0,0,0,0,0,0,0,0,0,0,0,0,0,0,0,0,0,0,0]
[13,{"$f":"+Summary!B14","v":7},{"$f":"+Consumers!B15","v":"[Settlement B] 7"},{"$f":"+Summary!$H14","v":0},{"$f":"Consumers!O15","v":0},null,{"$f":"Summary!$F$3&\"/a\"","v":"MWh/a"},null,0,0,0,0,0,0,0,0,0,0,0,0,0,0,0,0,0,0,0,0,0]
[14,{"$f":"+Summary!B15","v":8},{"$f":"+Consumers!B16","v":"[Settlement B] 8"},{"$f":"+Summary!$H15","v":0},{"$f":"Consumers!O16","v":0},null,{"$f":"Summary!$F$3&\"/a\"","v":"MWh/a"},null,0,0,0,0,0,0,0,0,0,0,0,0,0,0,0,0,0,0,0,0,0]
[15,{"$f":"+Summary!B16","v":9},{"$f":"+Consumers!B17","v":"[Settlement A] Master"},{"$f":"+Summary!$H16","v":0},{"$f":"Consumers!O17","v":0},null,{"$f":"Summary!$F$3&\"/a\"","v":"MWh/a"},null,0,0,0,0,0,0,0,0,0,0,0,0,0,0,0,0,0,0,0,0,0]
[16,{"$f":"+Summary!B17","v":10},{"$f":"+Consumers!B18","v":"[Settlement A] 2"},{"$f":"+Summary!$H17","v":0},{"$f":"Consumers!O18","v":0},null,{"$f":"Summary!$F$3&\"/a\"","v":"MWh/a"},null,0,0,0,0,0,0,0,0,0,0,0,0,0,0,0,0,0,0,0,0,0]
[17,{"$f":"+Summary!B18","v":11},{"$f":"+Consumers!B19","v":"[Settlement A] 3"},{"$f":"+Summary!$H18","v":0},{"$f":"Consumers!O19","v":0},null,{"$f":"Summary!$F$3&\"/a\"","v":"MWh/a"},null,0,0,0,0,0,0,0,0,0,0,0,0,0,0,0,0,0,0,0,0,0]
[18,{"$f":"+Summary!B19","v":12},{"$f":"+Consumers!B20","v":"[Settlement A] 4"},{"$f":"+Summary!$H19","v":0},{"$f":"Consumers!O20","v":0},null,{"$f":"Summary!$F$3&\"/a\"","v":"MWh/a"},null,0,0,0,0,0,0,0,0,0,0,0,0,0,0,0,0,0,0,0,0,0]
[19,{"$f":"+Summary!B20","v":13},{"$f":"+Consumers!B21","v":"[Settlement A] 5"},{"$f":"+Summary!$H20","v":0},{"$f":"Consumers!O21","v":0},null,{"$f":"Summary!$F$3&\"/a\"","v":"MWh/a"},null,0,0,0,0,0,0,0,0,0,0,0,0,0,0,0,0,0,0,0,0,0]
[20,{"$f":"+Summary!B21","v":14},{"$f":"+Consumers!B22","v":"[Settlement A] 6"},{"$f":"+Summary!$H21","v":0},{"$f":"Consumers!O22","v":0},null,{"$f":"Summary!$F$3&\"/a\"","v":"MWh/a"},null,0,0,0,0,0,0,0,0,0,0,0,0,0,0,0,0,0,0,0,0,0]
[21,{"$f":"+Summary!B22","v":15},{"$f":"+Consumers!B23","v":"[Settlement A] 7"},{"$f":"+Summary!$H22","v":1},{"$f":"Consumers!O23","v":0},null,{"$f":"Summary!$F$3&\"/a\"","v":"MWh/a"},null,0,0,0,0,0,0,0,0,0,0,0,0,0,0,0,0,0,0,0,0,0]
[22,"District heating potential",null,null,{"$f":"SUM(E7:E21)","v":0},null,{"$f":"Summary!$F$3&\"/a\"","v":"MWh/a"},null,{"$f":"SUM(I7:I21)","v":0},0,0,0,0,0,0,0,0,0,0,0,0,0,0,0,0,0,0,0,{"$f":"SUM(AC7:AC21)","v":0}]
[23]
[24,"Forecast for development of the new DH network",null,null,null,null,null,null,"Default values can be replaced. Only increasing values",null,null,null,null,null,"","","","","","","","","","","","","","",""]
[25,{"$f":"+B$7","v":1},{"$f":"+C$7","v":"[Settlement B] 1"},null,null,null,"%",null,{"$f":"+Summary!G$348","v":0},{"$f":"+Summary!H$348","v":0.3},{"$f":"+Summary!I$348","v":0.6},{"$f":"+Summary!J$348","v":1},{"$f":"+Summary!K$348","v":1},{"$f":"+Summary!L$348","v":1},{"$f":"+Summary!M$348","v":1},{"$f":"+O25","v":1},1,1,1,1,1,1,1,1,1,1,1,1,1]
[26,{"$f":"+B$8","v":2},{"$f":"+C$8","v":"[Settlement B] 2"},null,null,null,"%",null,{"$f":"+Summary!G$348","v":0},{"$f":"+Summary!H$348","v":0.3},{"$f":"+Summary!I$348","v":0.6},{"$f":"+Summary!J$348","v":1},{"$f":"+Summary!K$348","v":1},{"$f":"+Summary!L$348","v":1},{"$f":"+Summary!M$348","v":1},1,1,1,1,1,1,1,1,1,1,1,1,1,1]
[27,{"$f":"+B$9","v":3},{"$f":"+C$9","v":"[Settlement B] 3"},null,null,null,"%",null,{"$f":"+Summary!G$348","v":0},{"$f":"+Summary!H$348","v":0.3},{"$f":"+Summary!I$348","v":0.6},{"$f":"+Summary!J$348","v":1},{"$f":"+Summary!K$348","v":1},{"$f":"+Summary!L$348","v":1},{"$f":"+Summary!M$348","v":1},1,1,1,1,1,1,1,1,1,1,1,1,1,1]
[28,{"$f":"+B$10","v":4},{"$f":"+C$10","v":"[Settlement B] 4"},null,null,null,"%",null,{"$f":"+Summary!G$348","v":0},{"$f":"+Summary!H$348","v":0.3},{"$f":"+Summary!I$348","v":0.6},{"$f":"+Summary!J$348","v":1},{"$f":"+Summary!K$348","v":1},{"$f":"+Summary!L$348","v":1},{"$f":"+Summary!M$348","v":1},1,1,1,1,1,1,1,1,1,1,1,1,1,1]
[29,{"$f":"+B$11","v":5},{"$f":"+C$11","v":"[Settlement B] 5"},null,null,null,"%",null,{"$f":"+Summary!G$348","v":0},{"$f":"+Summary!H$348","v":0.3},{"$f":"+Summary!I$348","v":0.6},{"$f":"+Summary!J$348","v":1},{"$f":"+Summary!K$348","v":1},{"$f":"+Summary!L$348","v":1},{"$f":"+Summary!M$348","v":1},1,1,1,1,1,1,1,1,1,1,1,1,1,1]
[30,{"$f":"+B$12","v":6},{"$f":"+C$12","v":"[Settlement B] 6"},null,null,null,"%",null,{"$f":"+Summary!G$348","v":0},{"$f":"+Summary!H$348","v":0.3},{"$f":"+Summary!I$348","v":0.6},{"$f":"+Summary!J$348","v":1},{"$f":"+Summary!K$348","v":1},{"$f":"+Summary!L$348","v":1},{"$f":"+Summary!M$348","v":1},1,1,1,1,1,1,1,1,1,1,1,1,1,1]
[31,{"$f":"+B$13","v":7},{"$f":"+C$13","v":"[Settlement B] 7"},null,null,null,"%",null,{"$f":"+Summary!G$348","v":0},{"$f":"+Summary!H$348","v":0.3},{"$f":"+Summary!I$348","v":0.6},{"$f":"+Summary!J$348","v":1},{"$f":"+Summary!K$348","v":1},{"$f":"+Summary!L$348","v":1},{"$f":"+Summary!M$348","v":1},1,1,1,1,1,1,1,1,1,1,1,1,1,1]
[32,{"$f":"+B$14","v":8},{"$f":"+C$14","v":"[Settlement B] 8"},null,null,null,"%",null,{"$f":"+Summary!G$348","v":0},{"$f":"+Summary!H$348","v":0.3},{"$f":"+Summary!I$348","v":0.6},{"$f":"+Summary!J$348","v":1},{"$f":"+Summary!K$348","v":1},{"$f":"+Summary!L$348","v":1},{"$f":"+Summary!M$348","v":1},1,1,1,1,1,1,1,1,1,1,1,1,1,1]
[33,{"$f":"+B$15","v":9},{"$f":"+C$15","v":"[Settlement A] Master"},null,null,null,"%",null,{"$f":"+Summary!G$348","v":0},{"$f":"+Summary!H$348","v":0.3},{"$f":"+Summary!I$348","v":0.6},{"$f":"+Summary!J$348","v":1},{"$f":"+Summary!K$348","v":1},{"$f":"+Summary!L$348","v":1},{"$f":"+Summary!M$348","v":1},1,1,1,1,1,1,1,1,1,1,1,1,1,1]
[34,{"$f":"+B$16","v":10},{"$f":"+C$16","v":"[Settlement A] 2"},null,null,null,"%",null,{"$f":"+Summary!G$348","v":0},{"$f":"+Summary!H$348","v":0.3},{"$f":"+Summary!I$348","v":0.6},{"$f":"+Summary!J$348","v":1},{"$f":"+Summary!K$348","v":1},{"$f":"+Summary!L$348","v":1},{"$f":"+Summary!M$348","v":1},1,1,1,1,1,1,1,1,1,1,1,1,1,1]
[35,{"$f":"+B$17","v":11},{"$f":"+C$17","v":"[Settlement A] 3"},null,null,null,"%",null,{"$f":"+Summary!G$348","v":0},{"$f":"+Summary!H$348","v":0.3},{"$f":"+Summary!I$348","v":0.6},{"$f":"+Summary!J$348","v":1},{"$f":"+Summary!K$348","v":1},{"$f":"+Summary!L$348","v":1},{"$f":"+Summary!M$348","v":1},1,1,1,1,1,1,1,1,1,1,1,1,1,1]
[36,{"$f":"+B$18","v":12},{"$f":"+C$18","v":"[Settlement A] 4"},null,null,null,"%",null,{"$f":"+Summary!G$348","v":0},{"$f":"+Summary!H$348","v":0.3},{"$f":"+Summary!I$348","v":0.6},{"$f":"+Summary!J$348","v":1},{"$f":"+Summary!K$348","v":1},{"$f":"+Summary!L$348","v":1},{"$f":"+Summary!M$348","v":1},1,1,1,1,1,1,1,1,1,1,1,1,1,1]
[37,{"$f":"+B$19","v":13},{"$f":"+C$19","v":"[Settlement A] 5"},null,null,null,"%",null,{"$f":"+Summary!G$348","v":0},{"$f":"+Summary!H$348","v":0.3},{"$f":"+Summary!I$348","v":0.6},{"$f":"+Summary!J$348","v":1},{"$f":"+Summary!K$348","v":1},{"$f":"+Summary!L$348","v":1},{"$f":"+Summary!M$348","v":1},1,1,1,1,1,1,1,1,1,1,1,1,1,1]
[38,{"$f":"+B$20","v":14},{"$f":"+C$20","v":"[Settlement A] 6"},null,null,null,"%",null,{"$f":"+Summary!G$348","v":0},{"$f":"+Summary!H$348","v":0.3},{"$f":"+Summary!I$348","v":0.6},{"$f":"+Summary!J$348","v":1},{"$f":"+Summary!K$348","v":1},{"$f":"+Summary!L$348","v":1},{"$f":"+Summary!M$348","v":1},1,1,1,1,1,1,1,1,1,1,1,1,1,1]
[39,{"$f":"+B$21","v":15},{"$f":"+C$21","v":"[Settlement A] 7"},null,null,null,"%",null,{"$f":"+Summary!G$348","v":0},{"$f":"+Summary!H$348","v":0.3},{"$f":"+Summary!I$348","v":0.6},{"$f":"+Summary!J$348","v":1},{"$f":"+Summary!K$348","v":1},{"$f":"+Summary!L$348","v":1},{"$f":"+Summary!M$348","v":1},1,1,1,1,1,1,1,1,1,1,1,1,1,1]
[40]
[41,"Forecast for connection of DH consumers to the new network"]
[42,null,null,null,null,null,null,null,"Default values can be replaced. Only increasing values"]
[43,{"$f":"+B$7","v":1},{"$f":"+C$7","v":"[Settlement B] 1"},null,null,null,"%",null,{"$f":"+Summary!G$349","v":0},{"$f":"+Summary!H$349","v":0.3},{"$f":"+Summary!I$349","v":0.5},{"$f":"+Summary!J$349","v":0.6},{"$f":"+Summary!K$349","v":0.7},{"$f":"+Summary!L$349","v":0.8},{"$f":"+Summary!M$349","v":0.9},{"$f":"+O43","v":0.9},{"$f":"+P43","v":0.9},{"$f":"+Q43","v":0.9},{"$f":"+R43","v":0.9},{"$f":"+S43","v":0.9},{"$f":"+T43","v":0.9},{"$f":"+U43","v":0.9},{"$f":"+V43","v":0.9},{"$f":"+W43","v":0.9},{"$f":"+X43","v":0.9},{"$f":"+Y43","v":0.9},{"$f":"+Z43","v":0.9},{"$f":"+AA43","v":0.9},{"$f":"+AB43","v":0.9}]
[44,{"$f":"+B$8","v":2},{"$f":"+C$8","v":"[Settlement B] 2"},null,null,null,"%",null,{"$f":"+Summary!G$349","v":0},{"$f":"+Summary!H$349","v":0.3},{"$f":"+Summary!I$349","v":0.5},{"$f":"+Summary!J$349","v":0.6},{"$f":"+Summary!K$349","v":0.7},{"$f":"+Summary!L$349","v":0.8},{"$f":"+Summary!M$349","v":0.9},0.9,0.9,0.9,0.9,0.9,0.9,0.9,0.9,0.9,0.9,0.9,0.9,0.9,0.9]
[45,{"$f":"+B$9","v":3},{"$f":"+C$9","v":"[Settlement B] 3"},null,null,null,"%",null,{"$f":"+Summary!G$349","v":0},{"$f":"+Summary!H$349","v":0.3},{"$f":"+Summary!I$349","v":0.5},{"$f":"+Summary!J$349","v":0.6},{"$f":"+Summary!K$349","v":0.7},{"$f":"+Summary!L$349","v":0.8},{"$f":"+Summary!M$349","v":0.9},0.9,0.9,0.9,0.9,0.9,0.9,0.9,0.9,0.9,0.9,0.9,0.9,0.9,0.9]
[46,{"$f":"+B$10","v":4},{"$f":"+C$10","v":"[Settlement B] 4"},null,null,null,"%",null,{"$f":"+Summary!G$349","v":0},{"$f":"+Summary!H$349","v":0.3},{"$f":"+Summary!I$349","v":0.5},{"$f":"+Summary!J$349","v":0.6},{"$f":"+Summary!K$349","v":0.7},{"$f":"+Summary!L$349","v":0.8},{"$f":"+Summary!M$349","v":0.9},0.9,0.9,0.9,0.9,0.9,0.9,0.9,0.9,0.9,0.9,0.9,0.9,0.9,0.9]
[47,{"$f":"+B$11","v":5},{"$f":"+C$11","v":"[Settlement B] 5"},null,null,null,"%",null,{"$f":"+Summary!G$349","v":0},{"$f":"+Summary!H$349","v":0.3},{"$f":"+Summary!I$349","v":0.5},{"$f":"+Summary!J$349","v":0.6},{"$f":"+Summary!K$349","v":0.7},{"$f":"+Summary!L$349","v":0.8},{"$f":"+Summary!M$349","v":0.9},0.9,0.9,0.9,0.9,0.9,0.9,0.9,0.9,0.9,0.9,0.9,0.9,0.9,0.9]
[48,{"$f":"+B$12","v":6},{"$f":"+C$12","v":"[Settlement B] 6"},null,null,null,"%",null,{"$f":"+Summary!G$349","v":0},{"$f":"+Summary!H$349","v":0.3},{"$f":"+Summary!I$349","v":0.5},{"$f":"+Summary!J$349","v":0.6},{"$f":"+Summary!K$349","v":0.7},{"$f":"+Summary!L$349","v":0.8},{"$f":"+Summary!M$349","v":0.9},0.9,0.9,0.9,0.9,0.9,0.9,0.9,0.9,0.9,0.9,0.9,0.9,0.9,0.9]
[49,{"$f":"+B$13","v":7},{"$f":"+C$13","v":"[Settlement B] 7"},null,null,null,"%",null,{"$f":"+Summary!G$349","v":0},{"$f":"+Summary!H$349","v":0.3},{"$f":"+Summary!I$349","v":0.5},{"$f":"+Summary!J$349","v":0.6},{"$f":"+Summary!K$349","v":0.7},{"$f":"+Summary!L$349","v":0.8},{"$f":"+Summary!M$349","v":0.9},0.9,0.9,0.9,0.9,0.9,0.9,0.9,0.9,0.9,0.9,0.9,0.9,0.9,0.9]
[50,{"$f":"+B$14","v":8},{"$f":"+C$14","v":"[Settlement B] 8"},null,null,null,"%",null,{"$f":"+Summary!G$349","v":0},{"$f":"+Summary!H$349","v":0.3},{"$f":"+Summary!I$349","v":0.5},{"$f":"+Summary!J$349","v":0.6},{"$f":"+Summary!K$349","v":0.7},{"$f":"+Summary!L$349","v":0.8},{"$f":"+Summary!M$349","v":0.9},0.9,0.9,0.9,0.9,0.9,0.9,0.9,0.9,0.9,0.9,0.9,0.9,0.9,0.9]
[51,{"$f":"+B$15","v":9},{"$f":"+C$15","v":"[Settlement A] Master"},null,null,null,"%",null,{"$f":"+Summary!G$349","v":0},{"$f":"+Summary!H$349","v":0.3},{"$f":"+Summary!I$349","v":0.5},{"$f":"+Summary!J$349","v":0.6},{"$f":"+Summary!K$349","v":0.7},{"$f":"+Summary!L$349","v":0.8},{"$f":"+Summary!M$349","v":0.9},0.9,0.9,0.9,0.9,0.9,0.9,0.9,0.9,0.9,0.9,0.9,0.9,0.9,0.9]
[52,{"$f":"+B$16","v":10},{"$f":"+C$16","v":"[Settlement A] 2"},null,null,null,"%",null,{"$f":"+Summary!G$349","v":0},{"$f":"+Summary!H$349","v":0.3},{"$f":"+Summary!I$349","v":0.5},{"$f":"+Summary!J$349","v":0.6},{"$f":"+Summary!K$349","v":0.7},{"$f":"+Summary!L$349","v":0.8},{"$f":"+Summary!M$349","v":0.9},0.9,0.9,0.9,0.9,0.9,0.9,0.9,0.9,0.9,0.9,0.9,0.9,0.9,0.9]
[53,{"$f":"+B$17","v":11},{"$f":"+C$17","v":"[Settlement A] 3"},null,null,null,"%",null,{"$f":"+Summary!G$349","v":0},{"$f":"+Summary!H$349","v":0.3},{"$f":"+Summary!I$349","v":0.5},{"$f":"+Summary!J$349","v":0.6},{"$f":"+Summary!K$349","v":0.7},{"$f":"+Summary!L$349","v":0.8},{"$f":"+Summary!M$349","v":0.9},0.9,0.9,0.9,0.9,0.9,0.9,0.9,0.9,0.9,0.9,0.9,0.9,0.9,0.9]
[54,{"$f":"+B$18","v":12},{"$f":"+C$18","v":"[Settlement A] 4"},null,null,null,"%",null,{"$f":"+Summary!G$349","v":0},{"$f":"+Summary!H$349","v":0.3},{"$f":"+Summary!I$349","v":0.5},{"$f":"+Summary!J$349","v":0.6},{"$f":"+Summary!K$349","v":0.7},{"$f":"+Summary!L$349","v":0.8},{"$f":"+Summary!M$349","v":0.9},0.9,0.9,0.9,0.9,0.9,0.9,0.9,0.9,0.9,0.9,0.9,0.9,0.9,0.9]
[55,{"$f":"+B$19","v":13},{"$f":"+C$19","v":"[Settlement A] 5"},null,null,null,"%",null,{"$f":"+Summary!G$349","v":0},{"$f":"+Summary!H$349","v":0.3},{"$f":"+Summary!I$349","v":0.5},{"$f":"+Summary!J$349","v":0.6},{"$f":"+Summary!K$349","v":0.7},{"$f":"+Summary!L$349","v":0.8},{"$f":"+Summary!M$349","v":0.9},0.9,0.9,0.9,0.9,0.9,0.9,0.9,0.9,0.9,0.9,0.9,0.9,0.9,0.9]
[56,{"$f":"+B$20","v":14},{"$f":"+C$20","v":"[Settlement A] 6"},null,null,null,"%",null,{"$f":"+Summary!G$349","v":0},{"$f":"+Summary!H$349","v":0.3},{"$f":"+Summary!I$349","v":0.5},{"$f":"+Summary!J$349","v":0.6},{"$f":"+Summary!K$349","v":0.7},{"$f":"+Summary!L$349","v":0.8},{"$f":"+Summary!M$349","v":0.9},0.9,0.9,0.9,0.9,0.9,0.9,0.9,0.9,0.9,0.9,0.9,0.9,0.9,0.9]
[57,{"$f":"+B$21","v":15},{"$f":"+C$21","v":"[Settlement A] 7"},null,null,null,"%",null,{"$f":"+Summary!G$349","v":0},{"$f":"+Summary!H$349","v":0.3},{"$f":"+Summary!I$349","v":0.5},{"$f":"+Summary!J$349","v":0.6},{"$f":"+Summary!K$349","v":0.7},{"$f":"+Summary!L$349","v":0.8},{"$f":"+Summary!M$349","v":0.9},0.9,0.9,0.9,0.9,0.9,0.9,0.9,0.9,0.9,0.9,0.9,0.9,0.9,0.9]
[58]
[59,"Consumers to DH network",null,null,"Maximal"]
[60,{"$f":"+B$7","v":1},{"$f":"+C$7","v":"[Settlement B] 1"},null,{"$f":"Consumers!L9","v":0},null,"no",null,{"$f":"+$E60*I43","v":0},0,0,0,0,0,0,0,0,0,0,0,0,0,0,0,0,0,0,0,0]
[61,{"$f":"+B$8","v":2},{"$f":"+C$8","v":"[Settlement B] 2"},null,{"$f":"Consumers!L10","v":0},null,"no",null,{"$f":"+$E61*I44","v":0},0,0,0,0,0,0,0,0,0,0,0,0,0,0,0,0,0,0,0,0]
[62,{"$f":"+B$9","v":3},{"$f":"+C$9","v":"[Settlement B] 3"},null,{"$f":"Consumers!L11","v":0},null,"no",null,{"$f":"+$E62*I45","v":0},0,0,0,0,0,0,0,0,0,0,0,0,0,0,0,0,0,0,0,0]
[63,{"$f":"+B$10","v":4},{"$f":"+C$10","v":"[Settlement B] 4"},null,{"$f":"Consumers!L12","v":0},null,"no",null,{"$f":"+$E63*I46","v":0},0,0,0,0,0,0,0,0,0,0,0,0,0,0,0,0,0,0,0,0]
[64,{"$f":"+B$11","v":5},{"$f":"+C$11","v":"[Settlement B] 5"},null,{"$f":"Consumers!L13","v":0},null,"no",null,{"$f":"+$E64*I47","v":0},0,0,0,0,0,0,0,0,0,0,0,0,0,0,0,0,0,0,0,0]
[65,{"$f":"+B$12","v":6},{"$f":"+C$12","v":"[Settlement B] 6"},null,{"$f":"Consumers!L14","v":0},null,"no",null,{"$f":"+$E65*I48","v":0},0,0,0,0,0,0,0,0,0,0,0,0,0,0,0,0,0,0,0,0]
[66,{"$f":"+B$13","v":7},{"$f":"+C$13","v":"[Settlement B] 7"},null,{"$f":"Consumers!L15","v":0},null,"no",null,{"$f":"+$E66*I49","v":0},0,0,0,0,0,0,0,0,0,0,0,0,0,0,0,0,0,0,0,0]
[{"$f":"+A66+1","v":67},{"$f":"+B$14","v":8},{"$f":"+C$14","v":"[Settlement B] 8"},null,{"$f":"Consumers!L16","v":0},null,"no",null,{"$f":"+$E67*I50","v":0},0,0,0,0,0,0,0,0,0,0,0,0,0,0,0,0,0,0,0,0]
[68,{"$f":"+B$15","v":9},{"$f":"+C$15","v":"[Settlement A] Master"},null,{"$f":"Consumers!L17","v":0},null,"no",null,{"$f":"+$E68*I51","v":0},0,0,0,0,0,0,0,0,0,0,0,0,0,0,0,0,0,0,0,0]
[69,{"$f":"+B$16","v":10},{"$f":"+C$16","v":"[Settlement A] 2"},null,{"$f":"Consumers!L18","v":0},null,"no",null,{"$f":"+$E69*I52","v":0},0,0,0,0,0,0,0,0,0,0,0,0,0,0,0,0,0,0,0,0]
[70,{"$f":"+B$17","v":11},{"$f":"+C$17","v":"[Settlement A] 3"},null,{"$f":"Consumers!L19","v":0},null,"no",null,{"$f":"+$E70*I53","v":0},0,0,0,0,0,0,0,0,0,0,0,0,0,0,0,0,0,0,0,0]
[71,{"$f":"+B$18","v":12},{"$f":"+C$18","v":"[Settlement A] 4"},null,{"$f":"Consumers!L20","v":0},null,"no",null,{"$f":"+$E71*I54","v":0},0,0,0,0,0,0,0,0,0,0,0,0,0,0,0,0,0,0,0,0]
[72,{"$f":"+B$19","v":13},{"$f":"+C$19","v":"[Settlement A] 5"},null,{"$f":"Consumers!L21","v":0},null,"no",null,{"$f":"+$E72*I55","v":0},0,0,0,0,0,0,0,0,0,0,0,0,0,0,0,0,0,0,0,0]
[73,{"$f":"+B$20","v":14},{"$f":"+C$20","v":"[Settlement A] 6"},null,{"$f":"Consumers!L22","v":0},null,"no",null,{"$f":"+$E73*I56","v":0},0,0,0,0,0,0,0,0,0,0,0,0,0,0,0,0,0,0,0,0]
[74,{"$f":"+B$21","v":15},{"$f":"+C$21","v":"[Settlement A] 7"},null,{"$f":"Consumers!L23","v":396},null,"no",null,{"$f":"+$E74*I57","v":0},118.8,198,237.6,277.2,316.8,356.40000000000003,356.40000000000003,356.40000000000003,356.40000000000003,356.40000000000003,356.40000000000003,356.40000000000003,356.40000000000003,356.40000000000003,356.40000000000003,356.40000000000003,356.40000000000003,356.40000000000003,356.40000000000003,356.40000000000003]
[75,"Consumers connected to DH",null,null,{"$f":"SUM(E60:E74)","v":396},null,"no",null,{"$f":"SUM(I60:I74)","v":0},118.8,198,237.6,277.2,316.8,356.40000000000003,356.40000000000003,356.40000000000003,356.40000000000003,356.40000000000003,356.40000000000003,356.40000000000003,356.40000000000003,356.40000000000003,356.40000000000003,356.40000000000003,356.40000000000003,356.40000000000003,356.40000000000003,{"$f":"SUM(AC60:AC74)","v":356.40000000000003}]
[76]
[77,"Connected consumer capacity to the network",null,null,"Maximal"]
[78,{"$f":"+B43","v":1},{"$f":"+C43","v":"[Settlement B] 1"},null,{"$f":"Consumers!S9","v":0},{"$f":"I78+NPV(+Summary!J$76,J78:AC78)","v":0},{"$f":"+Summary!$D$3","v":"kW"},null,{"$f":"+$E78*I43","v":0},{"$f":"+$E78*J43","v":0},0,0,0,0,0,0,0,0,0,0,0,0,0,0,0,0,0,0,0]
[79,{"$f":"+B44","v":2},"[Settlement B] 2",null,{"$f":"Consumers!S10","v":0},{"$f":"I79+NPV(+Summary!J$76,J79:AC79)","v":0},{"$f":"+Summary!$D$3","v":"kW"},null,{"$f":"+$E79*I44","v":0},0,0,0,0,0,0,0,0,0,0,0,0,0,0,0,0,0,0,0,0]
[80,{"$f":"+B45","v":3},"[Settlement B] 3",null,{"$f":"Consumers!S11","v":0},{"$f":"I80+NPV(+Summary!J$76,J80:AC80)","v":0},{"$f":"+Summary!$D$3","v":"kW"},null,{"$f":"+$E80*I45","v":0},0,0,0,0,0,0,0,0,0,0,0,0,0,0,0,0,0,0,0,0]
[81,{"$f":"+B46","v":4},"[Settlement B] 4",null,{"$f":"Consumers!S12","v":0},{"$f":"I81+NPV(+Summary!J$76,J81:AC81)","v":0},{"$f":"+Summary!$D$3","v":"kW"},null,{"$f":"+$E81*I46","v":0},0,0,0,0,0,0,0,0,0,0,0,0,0,0,0,0,0,0,0,0]
[82,{"$f":"+B47","v":5},"[Settlement B] 5",null,{"$f":"Consumers!S13","v":0},{"$f":"I82+NPV(+Summary!J$76,J82:AC82)","v":0},{"$f":"+Summary!$D$3","v":"kW"},null,{"$f":"+$E82*I47","v":0},0,0,0,0,0,0,0,0,0,0,0,0,0,0,0,0,0,0,0,0]
[83,{"$f":"+B48","v":6},"[Settlement B] 6",null,{"$f":"Consumers!S14","v":0},{"$f":"I83+NPV(+Summary!J$76,J83:AC83)","v":0},{"$f":"+Summary!$D$3","v":"kW"},null,{"$f":"+$E83*I48","v":0},0,0,0,0,0,0,0,0,0,0,0,0,0,0,0,0,0,0,0,0]
[84,{"$f":"+B49","v":7},"[Settlement B] 7",null,{"$f":"Consumers!S15","v":0},{"$f":"I84+NPV(+Summary!J$76,J84:AC84)","v":0},{"$f":"+Summary!$D$3","v":"kW"},null,{"$f":"+$E84*I49","v":0},0,0,0,0,0,0,0,0,0,0,0,0,0,0,0,0,0,0,0,0]
[85,{"$f":"+B50","v":8},"[Settlement B] 8",null,{"$f":"Consumers!S16","v":0},{"$f":"I85+NPV(+Summary!J$76,J85:AC85)","v":0},{"$f":"+Summary!$D$3","v":"kW"},null,{"$f":"+$E85*I50","v":0},0,0,0,0,0,0,0,0,0,0,0,0,0,0,0,0,0,0,0,0]
[86,{"$f":"+B51","v":9},"[Settlement A] Master",null,{"$f":"Consumers!S17","v":0},{"$f":"I86+NPV(+Summary!J$76,J86:AC86)","v":0},{"$f":"+Summary!$D$3","v":"kW"},null,{"$f":"+$E86*I51","v":0},0,0,0,0,0,0,0,0,0,0,0,0,0,0,0,0,0,0,0,0]
[87,{"$f":"+B52","v":10},"[Settlement A] 2",null,{"$f":"Consumers!S18","v":0},{"$f":"I87+NPV(+Summary!J$76,J87:AC87)","v":0},{"$f":"+Summary!$D$3","v":"kW"},null,{"$f":"+$E87*I52","v":0},0,0,0,0,0,0,0,0,0,0,0,0,0,0,0,0,0,0,0,0]
[88,{"$f":"+B53","v":11},"[Settlement A] 3",null,{"$f":"Consumers!S19","v":0},{"$f":"I88+NPV(+Summary!J$76,J88:AC88)","v":0},{"$f":"+Summary!$D$3","v":"kW"},null,{"$f":"+$E88*I53","v":0},0,0,0,0,0,0,0,0,0,0,0,0,0,0,0,0,0,0,0,0]
[89,{"$f":"+B54","v":12},"[Settlement A] 4",null,{"$f":"Consumers!S20","v":0},{"$f":"I89+NPV(+Summary!J$76,J89:AC89)","v":0},{"$f":"+Summary!$D$3","v":"kW"},null,{"$f":"+$E89*I54","v":0},0,0,0,0,0,0,0,0,0,0,0,0,0,0,0,0,0,0,0,0]
[90,{"$f":"+B55","v":13},"[Settlement A] 5",null,{"$f":"Consumers!S21","v":0},{"$f":"I90+NPV(+Summary!J$76,J90:AC90)","v":0},{"$f":"+Summary!$D$3","v":"kW"},null,{"$f":"+$E90*I55","v":0},0,0,0,0,0,0,0,0,0,0,0,0,0,0,0,0,0,0,0,0]
[91,{"$f":"+B56","v":14},"[Settlement A] 6",null,{"$f":"Consumers!S22","v":0},{"$f":"I91+NPV(+Summary!J$76,J91:AC91)","v":0},{"$f":"+Summary!$D$3","v":"kW"},null,{"$f":"+$E91*I56","v":0},0,0,0,0,0,0,0,0,0,0,0,0,0,0,0,0,0,0,0,0]
[92,{"$f":"+B57","v":15},"[Settlement A] 7",null,{"$f":"Consumers!S23","v":{"$error":"#DIV/0!"}},{"$f":"I92+NPV(+Summary!J$76,J92:AC92)","v":{"$error":"#DIV/0!"}},{"$f":"+Summary!$D$3","v":"kW"},null,{"$f":"+$E92*I57","v":{"$error":"#DIV/0!"}},{"$error":"#DIV/0!"},{"$error":"#DIV/0!"},{"$error":"#DIV/0!"},{"$error":"#DIV/0!"},{"$error":"#DIV/0!"},{"$error":"#DIV/0!"},{"$error":"#DIV/0!"},{"$error":"#DIV/0!"},{"$error":"#DIV/0!"},{"$error":"#DIV/0!"},{"$error":"#DIV/0!"},{"$error":"#DIV/0!"},{"$error":"#DIV/0!"},{"$error":"#DIV/0!"},{"$error":"#DIV/0!"},{"$error":"#DIV/0!"},{"$error":"#DIV/0!"},{"$error":"#DIV/0!"},{"$error":"#DIV/0!"},{"$error":"#DIV/0!"}]
[93,"Total capacity connected",null,null,{"$f":"SUM(E78:E92)","v":{"$error":"#DIV/0!"}},{"$f":"I93+NPV(+Summary!J$76,J93:AC93)","v":{"$error":"#DIV/0!"}},{"$f":"+Summary!$D$3","v":"kW"},null,{"$f":"SUM(I78:I92)","v":{"$error":"#DIV/0!"}},{"$error":"#DIV/0!"},{"$error":"#DIV/0!"},{"$error":"#DIV/0!"},{"$error":"#DIV/0!"},{"$error":"#DIV/0!"},{"$error":"#DIV/0!"},{"$error":"#DIV/0!"},{"$error":"#DIV/0!"},{"$error":"#DIV/0!"},{"$error":"#DIV/0!"},{"$error":"#DIV/0!"},{"$error":"#DIV/0!"},{"$error":"#DIV/0!"},{"$error":"#DIV/0!"},{"$error":"#DIV/0!"},{"$error":"#DIV/0!"},{"$error":"#DIV/0!"},{"$error":"#DIV/0!"},{"$error":"#DIV/0!"},{"$f":"SUM(AC78:AC92)","v":{"$error":"#DIV/0!"}}]
[94]
[95,"Sale to DH consumers"]
[96,{"$f":"+B$7","v":1},{"$f":"+C$7","v":"[Settlement B] 1"},null,{"$f":"Consumers!O9","v":0},{"$f":"I96+NPV(+Summary!J$76,J96:AC96)","v":0},{"$f":"Summary!$F$3&\"/a\"","v":"MWh/a"},null,{"$f":"+I7*I43","v":0},0,0,0,0,0,0,0,0,0,0,0,0,0,0,0,0,0,0,0,0]
[97,{"$f":"+B$8","v":2},{"$f":"+C$8","v":"[Settlement B] 2"},null,{"$f":"Consumers!O10","v":0},{"$f":"I97+NPV(+Summary!J$76,J97:AC97)","v":0},{"$f":"Summary!$F$3&\"/a\"","v":"MWh/a"},null,{"$f":"+I8*I44","v":0},0,0,0,0,0,0,0,0,0,0,0,0,0,0,0,0,0,0,0,0]
[98,{"$f":"+B$9","v":3},{"$f":"+C$9","v":"[Settlement B] 3"},null,{"$f":"Consumers!O11","v":0},{"$f":"I98+NPV(+Summary!J$76,J98:AC98)","v":0},{"$f":"Summary!$F$3&\"/a\"","v":"MWh/a"},null,{"$f":"+I9*I45","v":0},0,0,0,0,0,0,0,0,0,0,0,0,0,0,0,0,0,0,0,0]
[99,{"$f":"+B$10","v":4},{"$f":"+C$10","v":"[Settlement B] 4"},null,{"$f":"Consumers!O12","v":0},{"$f":"I99+NPV(+Summary!J$76,J99:AC99)","v":0},{"$f":"Summary!$F$3&\"/a\"","v":"MWh/a"},null,{"$f":"+I10*I46","v":0},0,0,0,0,0,0,0,0,0,0,0,0,0,0,0,0,0,0,0,0]
[100,{"$f":"+B$11","v":5},{"$f":"+C$11","v":"[Settlement B] 5"},null,{"$f":"Consumers!O13","v":0},{"$f":"I100+NPV(+Summary!J$76,J100:AC100)","v":0},{"$f":"Summary!$F$3&\"/a\"","v":"MWh/a"},null,{"$f":"+I11*I47","v":0},0,0,0,0,0,0,0,0,0,0,0,0,0,0,0,0,0,0,0,0]
[101,{"$f":"+B$12","v":6},{"$f":"+C$12","v":"[Settlement B] 6"},null,{"$f":"Consumers!O14","v":0},{"$f":"I101+NPV(+Summary!J$76,J101:AC101)","v":0},{"$f":"Summary!$F$3&\"/a\"","v":"MWh/a"},null,{"$f":"+I12*I48","v":0},0,0,0,0,0,0,0,0,0,0,0,0,0,0,0,0,0,0,0,0]
[102,{"$f":"+B$13","v":7},{"$f":"+C$13","v":"[Settlement B] 7"},null,{"$f":"Consumers!O15","v":0},{"$f":"I102+NPV(+Summary!J$76,J102:AC102)","v":0},{"$f":"Summary!$F$3&\"/a\"","v":"MWh/a"},null,{"$f":"+I13*I49","v":0},0,0,0,0,0,0,0,0,0,0,0,0,0,0,0,0,0,0,0,0]
[103,{"$f":"+B$14","v":8},{"$f":"+C$14","v":"[Settlement B] 8"},null,{"$f":"Consumers!O16","v":0},{"$f":"I103+NPV(+Summary!J$76,J103:AC103)","v":0},{"$f":"Summary!$F$3&\"/a\"","v":"MWh/a"},null,{"$f":"+I14*I50","v":0},0,0,0,0,0,0,0,0,0,0,0,0,0,0,0,0,0,0,0,0]
[104,{"$f":"+B$15","v":9},{"$f":"+C$15","v":"[Settlement A] Master"},null,{"$f":"Consumers!O17","v":0},{"$f":"I104+NPV(+Summary!J$76,J104:AC104)","v":0},{"$f":"Summary!$F$3&\"/a\"","v":"MWh/a"},null,{"$f":"+I15*I51","v":0},0,0,0,0,0,0,0,0,0,0,0,0,0,0,0,0,0,0,0,0]
[105,{"$f":"+B$16","v":10},{"$f":"+C$16","v":"[Settlement A] 2"},null,{"$f":"Consumers!O18","v":0},{"$f":"I105+NPV(+Summary!J$76,J105:AC105)","v":0},{"$f":"Summary!$F$3&\"/a\"","v":"MWh/a"},null,{"$f":"+I16*I52","v":0},0,0,0,0,0,0,0,0,0,0,0,0,0,0,0,0,0,0,0,0]
[106,{"$f":"+B$17","v":11},{"$f":"+C$17","v":"[Settlement A] 3"},null,{"$f":"Consumers!O19","v":0},{"$f":"I106+NPV(+Summary!J$76,J106:AC106)","v":0},{"$f":"Summary!$F$3&\"/a\"","v":"MWh/a"},null,{"$f":"+I17*I53","v":0},0,0,0,0,0,0,0,0,0,0,0,0,0,0,0,0,0,0,0,0]
[107,{"$f":"+B$18","v":12},{"$f":"+C$18","v":"[Settlement A] 4"},null,{"$f":"Consumers!O20","v":0},{"$f":"I107+NPV(+Summary!J$76,J107:AC107)","v":0},{"$f":"Summary!$F$3&\"/a\"","v":"MWh/a"},null,{"$f":"+I18*I54","v":0},0,0,0,0,0,0,0,0,0,0,0,0,0,0,0,0,0,0,0,0]
[108,{"$f":"+B$19","v":13},{"$f":"+C$19","v":"[Settlement A] 5"},null,{"$f":"Consumers!O21","v":0},{"$f":"I108+NPV(+Summary!J$76,J108:AC108)","v":0},{"$f":"Summary!$F$3&\"/a\"","v":"MWh/a"},null,{"$f":"+I19*I55","v":0},0,0,0,0,0,0,0,0,0,0,0,0,0,0,0,0,0,0,0,0]
[109,{"$f":"+B$20","v":14},{"$f":"+C$20","v":"[Settlement A] 6"},null,{"$f":"Consumers!O22","v":0},{"$f":"I109+NPV(+Summary!J$76,J109:AC109)","v":0},{"$f":"Summary!$F$3&\"/a\"","v":"MWh/a"},null,{"$f":"+I20*I56","v":0},0,0,0,0,0,0,0,0,0,0,0,0,0,0,0,0,0,0,0,0]
[110,{"$f":"+B$21","v":15},{"$f":"+C$21","v":"[Settlement A] 7"},null,{"$f":"Consumers!O23","v":0},{"$f":"I110+NPV(+Summary!J$76,J110:AC110)","v":0},{"$f":"Summary!$F$3&\"/a\"","v":"MWh/a"},null,{"$f":"+I21*I57","v":0},0,0,0,0,0,0,0,0,0,0,0,0,0,0,0,0,0,0,0,0]
[111,"Total sale to DH consumers ",null,null,{"$f":"+SUM(E96:E110)","v":0},{"$f":"I111+NPV(+Summary!J$76,J111:AC111)","v":0},{"$f":"Summary!$F$3&\"/a\"","v":"MWh/a"},null,{"$f":"+SUM(I96:I110)","v":0},{"$f":"+SUM(J96:J110)","v":0},0,0,0,0,0,0,0,{"$f":"+SUM(R96:R110)","v":0},{"$f":"+SUM(S96:S110)","v":0},0,0,0,0,0,0,0,0,0,0]
[112,"Connection in pct. of maximal net connection",null,null,null,null,"%",null,{"$f":"IF(I22=0,0,I111/I22)","v":0},0,0,0,0,0,0,0,0,0,0,0,0,0,0,0,0,0,0,0,0]
[113]
[114,"Heat losses in networks"]
[115,"Heat losses in new distribution pipes",null,null,{"$f":"Summary!$F$3&\"/a\"","v":"MWh/a"},null,""]
[116,{"$f":"+B$7","v":1},{"$f":"+C$7","v":"[Settlement B] 1"},null,{"$f":"+Network!S141","v":0},null,{"$f":"Summary!$F$3&\"/a\"","v":"MWh/a"},null,{"$f":"+$E116*I25","v":0},0,0,0,0,0,0,0,0,0,0,0,0,0,0,0,0,0,0,0,0]
[117,{"$f":"+B$8","v":2},{"$f":"+C$8","v":"[Settlement B] 2"},null,{"$f":"+Network!S142","v":0},null,{"$f":"Summary!$F$3&\"/a\"","v":"MWh/a"},null,{"$f":"+$E117*I26","v":0},0,0,0,0,0,0,0,0,0,0,0,0,0,0,0,0,0,0,0,0]
[118,{"$f":"+B$9","v":3},{"$f":"+C$9","v":"[Settlement B] 3"},null,{"$f":"+Network!S143","v":0},null,{"$f":"Summary!$F$3&\"/a\"","v":"MWh/a"},null,{"$f":"+$E118*I27","v":0},0,0,0,0,0,0,0,0,0,0,0,0,0,0,0,0,0,0,0,0]
[119,{"$f":"+B$10","v":4},{"$f":"+C$10","v":"[Settlement B] 4"},null,{"$f":"+Network!S144","v":0},null,{"$f":"Summary!$F$3&\"/a\"","v":"MWh/a"},null,{"$f":"+$E119*I28","v":0},0,0,0,0,0,0,0,0,0,0,0,0,0,0,0,0,0,0,0,0]
[120,{"$f":"+B$11","v":5},{"$f":"+C$11","v":"[Settlement B] 5"},null,{"$f":"+Network!S145","v":0},null,{"$f":"Summary!$F$3&\"/a\"","v":"MWh/a"},null,{"$f":"+$E120*I29","v":0},0,0,0,0,0,0,0,0,0,0,0,0,0,0,0,0,0,0,0,0]
[121,{"$f":"+B$12","v":6},{"$f":"+C$12","v":"[Settlement B] 6"},null,{"$f":"+Network!S146","v":0},null,{"$f":"Summary!$F$3&\"/a\"","v":"MWh/a"},null,{"$f":"+$E121*I30","v":0},0,0,0,0,0,0,0,0,0,0,0,0,0,0,0,0,0,0,0,0]
[122,{"$f":"+B$13","v":7},{"$f":"+C$13","v":"[Settlement B] 7"},null,{"$f":"+Network!S147","v":0},null,{"$f":"Summary!$F$3&\"/a\"","v":"MWh/a"},null,{"$f":"+$E122*I31","v":0},0,0,0,0,0,0,0,0,0,0,0,0,0,0,0,0,0,0,0,0]
[123,{"$f":"+B$14","v":8},{"$f":"+C$14","v":"[Settlement B] 8"},null,{"$f":"+Network!S148","v":0},null,{"$f":"Summary!$F$3&\"/a\"","v":"MWh/a"},null,{"$f":"+$E123*I32","v":0},0,0,0,0,0,0,0,0,0,0,0,0,0,0,0,0,0,0,0,0]
[124,{"$f":"+B$15","v":9},{"$f":"+C$15","v":"[Settlement A] Master"},null,{"$f":"+Network!S149","v":0},null,{"$f":"Summary!$F$3&\"/a\"","v":"MWh/a"},null,{"$f":"+$E124*I33","v":0},0,0,0,0,0,0,0,0,0,0,0,0,0,0,0,0,0,0,0,0]
[125,{"$f":"+B$16","v":10},{"$f":"+C$16","v":"[Settlement A] 2"},null,{"$f":"+Network!S150","v":0},null,{"$f":"Summary!$F$3&\"/a\"","v":"MWh/a"},null,{"$f":"+$E125*I34","v":0},0,0,0,0,0,0,0,0,0,0,0,0,0,0,0,0,0,0,0,0]
[126,{"$f":"+B$17","v":11},{"$f":"+C$17","v":"[Settlement A] 3"},null,{"$f":"+Network!S151","v":0},null,{"$f":"Summary!$F$3&\"/a\"","v":"MWh/a"},null,{"$f":"+$E126*I35","v":0},0,0,0,0,0,0,0,0,0,0,0,0,0,0,0,0,0,0,0,0]
[127,{"$f":"+B$18","v":12},{"$f":"+C$18","v":"[Settlement A] 4"},null,{"$f":"+Network!S152","v":0},null,{"$f":"Summary!$F$3&\"/a\"","v":"MWh/a"},null,{"$f":"+$E127*I36","v":0},0,0,0,0,0,0,0,0,0,0,0,0,0,0,0,0,0,0,0,0]
[128,{"$f":"+B$19","v":13},{"$f":"+C$19","v":"[Settlement A] 5"},null,{"$f":"+Network!S153","v":0},null,{"$f":"Summary!$F$3&\"/a\"","v":"MWh/a"},null,{"$f":"+$E128*I37","v":0},0,0,0,0,0,0,0,0,0,0,0,0,0,0,0,0,0,0,0,0]
[129,{"$f":"+B$20","v":14},{"$f":"+C$20","v":"[Settlement A] 6"},null,{"$f":"+Network!S154","v":0},null,{"$f":"Summary!$F$3&\"/a\"","v":"MWh/a"},null,{"$f":"+$E129*I38","v":0},0,0,0,0,0,0,0,0,0,0,0,0,0,0,0,0,0,0,0,0]
[130,{"$f":"+B$21","v":15},{"$f":"+C$21","v":"[Settlement A] 7"},null,{"$f":"+Network!S155","v":1076.1577739039999},null,{"$f":"Summary!$F$3&\"/a\"","v":"MWh/a"},null,{"$f":"+$E130*I39","v":0},322.84733217119998,645.69466434239996,1076.1577739039999,1076.1577739039999,1076.1577739039999,1076.1577739039999,1076.1577739039999,1076.1577739039999,1076.1577739039999,1076.1577739039999,1076.1577739039999,1076.1577739039999,1076.1577739039999,1076.1577739039999,1076.1577739039999,1076.1577739039999,1076.1577739039999,1076.1577739039999,1076.1577739039999,1076.1577739039999]
[{"$f":"+A130+1","v":131},"Heat losses in new distribution ",null,null,{"$f":"SUM(E116:E130)","v":1076.1577739039999},null,{"$f":"Summary!$F$3&\"/a\"","v":"MWh/a"},null,{"$f":"SUM(I116:I130)","v":0},322.84733217119998,645.69466434239996,1076.1577739039999,1076.1577739039999,1076.1577739039999,1076.1577739039999,1076.1577739039999,1076.1577739039999,1076.1577739039999,1076.1577739039999,1076.1577739039999,1076.1577739039999,1076.1577739039999,1076.1577739039999,1076.1577739039999,1076.1577739039999,1076.1577739039999,1076.1577739039999,1076.1577739039999,1076.1577739039999]
[132]
[133,"Heat losses in new branch lines",null,null,{"$f":"Summary!$F$3&\"/a\"","v":"MWh/a"}]
[134,{"$f":"+B$7","v":1},{"$f":"+C$7","v":"[Settlement B] 1"},null,{"$f":"+Network!T141","v":0},null,{"$f":"Summary!$F$3&\"/a\"","v":"MWh/a"},null,{"$f":"+$E134*I43","v":0},0,0,0,0,0,0,0,0,0,0,0,0,0,0,0,0,0,0,0,0]
[135,{"$f":"+B$8","v":2},{"$f":"+C$8","v":"[Settlement B] 2"},null,{"$f":"+Network!T142","v":0},null,{"$f":"Summary!$F$3&\"/a\"","v":"MWh/a"},null,{"$f":"+$E135*I44","v":0},0,0,0,0,0,0,0,0,0,0,0,0,0,0,0,0,0,0,0,0]
[136,{"$f":"+B$9","v":3},{"$f":"+C$9","v":"[Settlement B] 3"},null,{"$f":"+Network!T143","v":0},null,{"$f":"Summary!$F$3&\"/a\"","v":"MWh/a"},null,{"$f":"+$E136*I45","v":0},0,0,0,0,0,0,0,0,0,0,0,0,0,0,0,0,0,0,0,0]
[137,{"$f":"+B$10","v":4},{"$f":"+C$10","v":"[Settlement B] 4"},null,{"$f":"+Network!T144","v":0},null,{"$f":"Summary!$F$3&\"/a\"","v":"MWh/a"},null,{"$f":"+$E137*I46","v":0},0,0,0,0,0,0,0,0,0,0,0,0,0,0,0,0,0,0,0,0]
[138,{"$f":"+B$11","v":5},{"$f":"+C$11","v":"[Settlement B] 5"},null,{"$f":"+Network!T145","v":0},null,{"$f":"Summary!$F$3&\"/a\"","v":"MWh/a"},null,{"$f":"+$E138*I47","v":0},0,0,0,0,0,0,0,0,0,0,0,0,0,0,0,0,0,0,0,0]
[139,{"$f":"+B$12","v":6},{"$f":"+C$12","v":"[Settlement B] 6"},null,{"$f":"+Network!T146","v":0},null,{"$f":"Summary!$F$3&\"/a\"","v":"MWh/a"},null,{"$f":"+$E139*I48","v":0},0,0,0,0,0,0,0,0,0,0,0,0,0,0,0,0,0,0,0,0]
[140,{"$f":"+B$13","v":7},{"$f":"+C$13","v":"[Settlement B] 7"},null,{"$f":"+Network!T147","v":0},null,{"$f":"Summary!$F$3&\"/a\"","v":"MWh/a"},null,{"$f":"+$E140*I49","v":0},0,0,0,0,0,0,0,0,0,0,0,0,0,0,0,0,0,0,0,0]
[141,{"$f":"+B$14","v":8},{"$f":"+C$14","v":"[Settlement B] 8"},null,{"$f":"+Network!T148","v":0},null,{"$f":"Summary!$F$3&\"/a\"","v":"MWh/a"},null,{"$f":"+$E141*I50","v":0},0,0,0,0,0,0,0,0,0,0,0,0,0,0,0,0,0,0,0,0]
[142,{"$f":"+B$15","v":9},{"$f":"+C$15","v":"[Settlement A] Master"},null,{"$f":"+Network!T149","v":0},null,{"$f":"Summary!$F$3&\"/a\"","v":"MWh/a"},null,{"$f":"+$E142*I51","v":0},0,0,0,0,0,0,0,0,0,0,0,0,0,0,0,0,0,0,0,0]
[143,{"$f":"+B$16","v":10},{"$f":"+C$16","v":"[Settlement A] 2"},null,{"$f":"+Network!T150","v":0},null,{"$f":"Summary!$F$3&\"/a\"","v":"MWh/a"},null,{"$f":"+$E143*I52","v":0},0,0,0,0,0,0,0,0,0,0,0,0,0,0,0,0,0,0,0,0]
[144,{"$f":"+B$17","v":11},{"$f":"+C$17","v":"[Settlement A] 3"},null,{"$f":"+Network!T151","v":0},null,{"$f":"Summary!$F$3&\"/a\"","v":"MWh/a"},null,{"$f":"+$E144*I53","v":0},0,0,0,0,0,0,0,0,0,0,0,0,0,0,0,0,0,0,0,0]
[145,{"$f":"+B$18","v":12},{"$f":"+C$18","v":"[Settlement A] 4"},null,{"$f":"+Network!T152","v":0},null,{"$f":"Summary!$F$3&\"/a\"","v":"MWh/a"},null,{"$f":"+$E145*I54","v":0},0,0,0,0,0,0,0,0,0,0,0,0,0,0,0,0,0,0,0,0]
[146,{"$f":"+B$19","v":13},{"$f":"+C$19","v":"[Settlement A] 5"},null,{"$f":"+Network!T153","v":0},null,{"$f":"Summary!$F$3&\"/a\"","v":"MWh/a"},null,{"$f":"+$E146*I55","v":0},0,0,0,0,0,0,0,0,0,0,0,0,0,0,0,0,0,0,0,0]
[147,{"$f":"+B$20","v":14},{"$f":"+C$20","v":"[Settlement A] 6"},null,{"$f":"+Network!T154","v":0},null,{"$f":"Summary!$F$3&\"/a\"","v":"MWh/a"},null,{"$f":"+$E147*I56","v":0},0,0,0,0,0,0,0,0,0,0,0,0,0,0,0,0,0,0,0,0]
[{"$f":"+A147+1","v":148},{"$f":"+B$21","v":15},{"$f":"+C$21","v":"[Settlement A] 7"},null,{"$f":"+Network!T155","v":{"$error":"#DIV/0!"}},null,{"$f":"Summary!$F$3&\"/a\"","v":"MWh/a"},null,{"$f":"+$E148*I57","v":{"$error":"#DIV/0!"}},{"$error":"#DIV/0!"},{"$error":"#DIV/0!"},{"$error":"#DIV/0!"},{"$error":"#DIV/0!"},{"$error":"#DIV/0!"},{"$error":"#DIV/0!"},{"$error":"#DIV/0!"},{"$error":"#DIV/0!"},{"$error":"#DIV/0!"},{"$error":"#DIV/0!"},{"$error":"#DIV/0!"},{"$error":"#DIV/0!"},{"$error":"#DIV/0!"},{"$error":"#DIV/0!"},{"$error":"#DIV/0!"},{"$error":"#DIV/0!"},{"$error":"#DIV/0!"},{"$error":"#DIV/0!"},{"$error":"#DIV/0!"},{"$error":"#DIV/0!"}]
[149,"Heat losses in new branch lines",null,null,{"$f":"SUM(E134:E148)","v":{"$error":"#DIV/0!"}},null,{"$f":"Summary!$F$3&\"/a\"","v":"MWh/a"},null,{"$f":"SUM(I134:I148)","v":{"$error":"#DIV/0!"}},{"$error":"#DIV/0!"},{"$error":"#DIV/0!"},{"$error":"#DIV/0!"},{"$error":"#DIV/0!"},{"$error":"#DIV/0!"},{"$error":"#DIV/0!"},{"$error":"#DIV/0!"},{"$error":"#DIV/0!"},{"$error":"#DIV/0!"},{"$error":"#DIV/0!"},{"$error":"#DIV/0!"},{"$error":"#DIV/0!"},{"$error":"#DIV/0!"},{"$error":"#DIV/0!"},{"$error":"#DIV/0!"},{"$error":"#DIV/0!"},{"$error":"#DIV/0!"},{"$error":"#DIV/0!"},{"$error":"#DIV/0!"},{"$error":"#DIV/0!"}]
[150]
[151,"Heat losses in new networks",null,null,{"$f":"+E131+E149","v":{"$error":"#DIV/0!"}},null,{"$f":"Summary!$F$3&\"/a\"","v":"MWh/a"},null,{"$f":"+I131+I149","v":{"$error":"#DIV/0!"}},{"$error":"#DIV/0!"},{"$error":"#DIV/0!"},{"$error":"#DIV/0!"},{"$error":"#DIV/0!"},{"$error":"#DIV/0!"},{"$error":"#DIV/0!"},{"$error":"#DIV/0!"},{"$error":"#DIV/0!"},{"$error":"#DIV/0!"},{"$error":"#DIV/0!"},{"$error":"#DIV/0!"},{"$error":"#DIV/0!"},{"$error":"#DIV/0!"},{"$error":"#DIV/0!"},{"$error":"#DIV/0!"},{"$error":"#DIV/0!"},{"$error":"#DIV/0!"},{"$error":"#DIV/0!"},{"$error":"#DIV/0!"},{"$error":"#DIV/0!"}]
[152,"Heat losses in new networks",null,null,"in pct. of production",null,"%",null,{"$f":"+IF((I111+I151)=0,0,I151/(I111+I151))","v":{"$error":"#DIV/0!"}},{"$error":"#DIV/0!"},{"$error":"#DIV/0!"},{"$error":"#DIV/0!"},{"$error":"#DIV/0!"},{"$error":"#DIV/0!"},{"$error":"#DIV/0!"},{"$error":"#DIV/0!"},{"$error":"#DIV/0!"},{"$error":"#DIV/0!"},{"$error":"#DIV/0!"},{"$error":"#DIV/0!"},{"$error":"#DIV/0!"},{"$error":"#DIV/0!"},{"$error":"#DIV/0!"},{"$error":"#DIV/0!"},{"$error":"#DIV/0!"},{"$error":"#DIV/0!"},{"$error":"#DIV/0!"},{"$error":"#DIV/0!"},{"$error":"#DIV/0!"}]
[153]
[154,"Total heat demand and production"]
[155,"New district heating",null,null,null,{"$f":"I155+NPV(+F$199,J155:AC155)","v":0},{"$f":"Summary!$F$3&\"/a\"","v":"MWh/a"},null,{"$f":"+I111","v":0},0,0,0,0,0,0,0,0,0,0,0,0,0,0,0,0,0,0,0,0]
[156,"New district heating losses",null,null,null,{"$f":"I156+NPV(+F$199,J156:AC156)","v":{"$error":"#DIV/0!"}},{"$f":"Summary!$F$3&\"/a\"","v":"MWh/a"},null,{"$f":"I151","v":{"$error":"#DIV/0!"}},{"$error":"#DIV/0!"},{"$error":"#DIV/0!"},{"$error":"#DIV/0!"},{"$error":"#DIV/0!"},{"$error":"#DIV/0!"},{"$error":"#DIV/0!"},{"$error":"#DIV/0!"},{"$error":"#DIV/0!"},{"$error":"#DIV/0!"},{"$error":"#DIV/0!"},{"$error":"#DIV/0!"},{"$error":"#DIV/0!"},{"$error":"#DIV/0!"},{"$error":"#DIV/0!"},{"$error":"#DIV/0!"},{"$error":"#DIV/0!"},{"$error":"#DIV/0!"},{"$error":"#DIV/0!"},{"$error":"#DIV/0!"},{"$error":"#DIV/0!"}]
[157,"District heating production in total",null,null,null,{"$f":"I157+NPV(+F$199,J157:AC157)","v":{"$error":"#DIV/0!"}},{"$f":"Summary!$F$3&\"/a\"","v":"MWh/a"},null,{"$f":"SUM(I155:I156)","v":{"$error":"#DIV/0!"}},{"$f":"SUM(J155:J156)","v":{"$error":"#DIV/0!"}},{"$f":"SUM(K155:K156)","v":{"$error":"#DIV/0!"}},{"$error":"#DIV/0!"},{"$error":"#DIV/0!"},{"$error":"#DIV/0!"},{"$error":"#DIV/0!"},{"$error":"#DIV/0!"},{"$error":"#DIV/0!"},{"$error":"#DIV/0!"},{"$error":"#DIV/0!"},{"$error":"#DIV/0!"},{"$error":"#DIV/0!"},{"$error":"#DIV/0!"},{"$error":"#DIV/0!"},{"$error":"#DIV/0!"},{"$error":"#DIV/0!"},{"$error":"#DIV/0!"},{"$error":"#DIV/0!"},{"$error":"#DIV/0!"},{"$error":"#DIV/0!"}]
[158]
[159,"Max load hours to network",null,null,{"$f":"+Summary!F34","v":3000},null,"h",null,{"$f":"+$E159","v":3000},{"$f":"+$E159","v":3000},3000,3000,3000,3000,3000,3000,3000,3000,3000,3000,3000,3000,3000,3000,3000,3000,3000,3000,3000]
[160,"Max heat load to network",null,null,null,null,{"$f":"Summary!$E$3&\"\"","v":"MW"},null,{"$f":"+I157/I159","v":{"$error":"#DIV/0!"}},{"$f":"+J157/J159","v":{"$error":"#DIV/0!"}},{"$error":"#DIV/0!"},{"$error":"#DIV/0!"},{"$error":"#DIV/0!"},{"$error":"#DIV/0!"},{"$error":"#DIV/0!"},{"$error":"#DIV/0!"},{"$error":"#DIV/0!"},{"$error":"#DIV/0!"},{"$error":"#DIV/0!"},{"$error":"#DIV/0!"},{"$error":"#DIV/0!"},{"$error":"#DIV/0!"},{"$error":"#DIV/0!"},{"$error":"#DIV/0!"},{"$error":"#DIV/0!"},{"$error":"#DIV/0!"},{"$error":"#DIV/0!"},{"$error":"#DIV/0!"},{"$error":"#DIV/0!"}]
[161]
[162,"Heat production capacities",null,null,"Default capacities",null,null,null,"Alternative to default values for each plant each year each year is possible. Not for peak and not decreasing capacity"]
[163,{"$f":"+Summary!D28","v":"Supplier, large CHP"},null,{"$f":"+Summary!F28","v":"External"},{"$f":"+Summary!G28","v":0},null,{"$f":"Summary!$E$3&\"\"","v":"MW"},null,{"$f":"+$E163","v":0},{"$f":"+$E163","v":0},0,0,0,0,0,0,0,0,0,0,0,0,0,0,0,{"$f":"+$E163","v":0},0,0,0]
[164,{"$f":"+Summary!D29","v":"Supplier, Surplus heat"},null,{"$f":"+Summary!F29","v":"External"},{"$f":"+Summary!G29","v":1},null,{"$f":"Summary!$E$3&\"\"","v":"MW"},null,0,1,1,1,1,1,1,1,1,1,1,1,1,1,1,1,1,1,1,1,1]
[165,{"$f":"+Summary!D30","v":"Gas CHP"},null,{"$f":"+Summary!F30","v":"Internal"},{"$f":"+Summary!G30","v":20},null,{"$f":"Summary!$E$3&\"\"","v":"MW"},null,0,20,20,20,20,20,20,20,20,20,20,20,20,20,20,20,20,20,20,20,20]
[166,{"$f":"+Summary!D31","v":"Biomass boiler"},null,{"$f":"+Summary!F31","v":"Internal"},{"$f":"+Summary!G31","v":0},null,{"$f":"Summary!$E$3&\"\"","v":"MW"},null,0,0,0,0,0,0,0,0,0,0,0,0,0,0,0,0,0,0,0,0,0]
[167,{"$f":"+Summary!D32","v":"Large heat pump"},null,{"$f":"+Summary!F32","v":"Internal"},{"$f":"+Summary!G32","v":1},null,{"$f":"Summary!$E$3&\"\"","v":"MW"},null,0,1,1,1,1,1,1,1,1,1,1,1,1,1,1,1,1,1,1,1,1]
[168,{"$f":"+Summary!D33","v":"Peak boiler"},null,{"$f":"+Summary!F33","v":"Internal"},{"$f":"+O170-SUM(O163:O167)","v":{"$error":"#DIV/0!"}},null,{"$f":"Summary!$E$3&\"\"","v":"MW"},null,{"$error":"#DIV/0!"},{"$error":"#DIV/0!"},{"$error":"#DIV/0!"},{"$error":"#DIV/0!"},{"$error":"#DIV/0!"},{"$error":"#DIV/0!"},{"$error":"#DIV/0!"},{"$error":"#DIV/0!"},{"$error":"#DIV/0!"},{"$error":"#DIV/0!"},{"$error":"#DIV/0!"},{"$error":"#DIV/0!"},{"$error":"#DIV/0!"},{"$error":"#DIV/0!"},{"$error":"#DIV/0!"},{"$error":"#DIV/0!"},{"$error":"#DIV/0!"},{"$error":"#DIV/0!"},{"$error":"#DIV/0!"},{"$error":"#DIV/0!"},{"$error":"#DIV/0!"}]
[169,"Total available capacity",null,null,{"$f":"SUM(E163:E168)","v":{"$error":"#DIV/0!"}},null,{"$f":"Summary!$E$3&\"\"","v":"MW"},null,{"$f":"SUM(I163:I168)","v":{"$error":"#DIV/0!"}},{"$f":"SUM(J163:J168)","v":{"$error":"#DIV/0!"}},{"$f":"SUM(K163:K168)","v":{"$error":"#DIV/0!"}},{"$f":"SUM(L163:L168)","v":{"$error":"#DIV/0!"}},{"$f":"SUM(M163:M168)","v":{"$error":"#DIV/0!"}},{"$f":"SUM(N163:N168)","v":{"$error":"#DIV/0!"}},{"$f":"SUM(O163:O168)","v":{"$error":"#DIV/0!"}},{"$f":"SUM(P163:P168)","v":{"$error":"#DIV/0!"}},{"$f":"SUM(Q163:Q168)","v":{"$error":"#DIV/0!"}},{"$f":"SUM(R163:R168)","v":{"$error":"#DIV/0!"}},{"$f":"SUM(S163:S168)","v":{"$error":"#DIV/0!"}},{"$f":"SUM(T163:T168)","v":{"$error":"#DIV/0!"}},{"$f":"SUM(U163:U168)","v":{"$error":"#DIV/0!"}},{"$f":"SUM(V163:V168)","v":{"$error":"#DIV/0!"}},{"$f":"SUM(W163:W168)","v":{"$error":"#DIV/0!"}},{"$f":"SUM(X163:X168)","v":{"$error":"#DIV/0!"}},{"$f":"SUM(Y163:Y168)","v":{"$error":"#DIV/0!"}},{"$f":"SUM(Z163:Z168)","v":{"$error":"#DIV/0!"}},{"$f":"SUM(AA163:AA168)","v":{"$error":"#DIV/0!"}},{"$f":"SUM(AB163:AB168)","v":{"$error":"#DIV/0!"}},{"$f":"SUM(AC163:AC168)","v":{"$error":"#DIV/0!"}}]
[170,"Minimum capacity",null,"Minimal 2021",{"$f":"+Summary!L34","v":1.2},null,{"$f":"Summary!$E$3&\"\"","v":"MW"},null,{"$f":"+I160*$E170","v":{"$error":"#DIV/0!"}},{"$f":"+J160*$E170","v":{"$error":"#DIV/0!"}},{"$error":"#DIV/0!"},{"$error":"#DIV/0!"},{"$error":"#DIV/0!"},{"$error":"#DIV/0!"},{"$error":"#DIV/0!"},{"$error":"#DIV/0!"},{"$error":"#DIV/0!"},{"$error":"#DIV/0!"},{"$error":"#DIV/0!"},{"$error":"#DIV/0!"},{"$error":"#DIV/0!"},{"$error":"#DIV/0!"},{"$error":"#DIV/0!"},{"$error":"#DIV/0!"},{"$error":"#DIV/0!"},{"$error":"#DIV/0!"},{"$error":"#DIV/0!"},{"$error":"#DIV/0!"},{"$error":"#DIV/0!"}]
[171,"Actual security",null,null,null,null,null,null,{"$f":"+IF(I160=0,0,I169/I160)","v":{"$error":"#DIV/0!"}},{"$f":"+IF(J160=0,0,J169/J160)","v":{"$error":"#DIV/0!"}},{"$error":"#DIV/0!"},{"$error":"#DIV/0!"},{"$error":"#DIV/0!"},{"$error":"#DIV/0!"},{"$error":"#DIV/0!"},{"$error":"#DIV/0!"},{"$error":"#DIV/0!"},{"$error":"#DIV/0!"},{"$error":"#DIV/0!"},{"$error":"#DIV/0!"},{"$error":"#DIV/0!"},{"$error":"#DIV/0!"},{"$error":"#DIV/0!"},{"$error":"#DIV/0!"},{"$error":"#DIV/0!"},{"$error":"#DIV/0!"},{"$error":"#DIV/0!"},{"$error":"#DIV/0!"},{"$error":"#DIV/0!"}]
[172,"Load dispatch",null,null,"Default","Data from Energypro simulation",null,null,"Alternatives to default values for each year is possible, only peak boiler >0%"]
[173,{"$f":"+B163","v":"Supplier, large CHP"},null,null,{"$f":"+Summary!H28","v":0},null,"%",null,{"$f":"+$E173","v":0},{"$f":"+$E173","v":0},{"$f":"+$E173","v":0},0,0,0,0,0,0,0,0,0,0,0,0,0,0,0,{"$f":"+$E173","v":0},0,0]
[174,"Supplier, Surplus heat",null,null,{"$f":"+Summary!H29","v":0.08},null,"%",null,{"$f":"+$E174","v":0.08},0.08,0.08,0.08,0.08,0.08,0.08,0.08,0.08,0.08,0.08,0.08,0.08,0.08,0.08,0.08,0.08,0.08,0.08,0.08,0.08]
[175,"Gas CHP",null,null,{"$f":"+Summary!H30","v":0.8},null,"%",null,0.8,0.8,0.8,0.8,0.8,0.8,0.8,0.8,0.8,0.8,0.8,0.8,0.8,0.8,0.8,0.8,0.8,0.8,0.8,0.8,0.8]
[176,"Biomass boiler",null,null,{"$f":"+Summary!H31","v":0},null,"%",null,0,0,0,0,0,0,0,0,0,0,0,0,0,0,0,0,0,0,0,0,0]
[177,"Large heat pump",null,null,{"$f":"+Summary!H32","v":7.0000000000000007E-2},null,"%",null,7.0000000000000007E-2,7.0000000000000007E-2,7.0000000000000007E-2,7.0000000000000007E-2,7.0000000000000007E-2,7.0000000000000007E-2,7.0000000000000007E-2,7.0000000000000007E-2,7.0000000000000007E-2,7.0000000000000007E-2,7.0000000000000007E-2,7.0000000000000007E-2,7.0000000000000007E-2,7.0000000000000007E-2,7.0000000000000007E-2,7.0000000000000007E-2,7.0000000000000007E-2,7.0000000000000007E-2,7.0000000000000007E-2,7.0000000000000007E-2,7.0000000000000007E-2]
[178,"Peak boiler",null,"Rest",{"$f":"+AC178","v":5.0000000000000044E-2},null,"%",null,{"$f":"+I179-SUM(I173:I177)","v":5.0000000000000044E-2},{"$f":"+J179-SUM(J173:J177)","v":5.0000000000000044E-2},5.0000000000000044E-2,5.0000000000000044E-2,5.0000000000000044E-2,5.0000000000000044E-2,5.0000000000000044E-2,5.0000000000000044E-2,5.0000000000000044E-2,5.0000000000000044E-2,5.0000000000000044E-2,5.0000000000000044E-2,5.0000000000000044E-2,5.0000000000000044E-2,5.0000000000000044E-2,5.0000000000000044E-2,5.0000000000000044E-2,5.0000000000000044E-2,5.0000000000000044E-2,5.0000000000000044E-2,5.0000000000000044E-2]
[179,"Total",null,null,null,null,"%",null,1,1,1,1,1,1,1,1,1,1,1,1,1,1,1,1,1,1,1,1,1]
[180]
[181,{"$f":"+B163","v":"Supplier, large CHP"},null,null,null,{"$f":"I181+NPV(+F$199,J181:AC181)","v":{"$error":"#DIV/0!"}},{"$f":"Summary!$F$3&\"/a\"","v":"MWh/a"},null,{"$f":"+I$157*I173","v":{"$error":"#DIV/0!"}},{"$f":"+J$157*J173","v":{"$error":"#DIV/0!"}},{"$error":"#DIV/0!"},{"$error":"#DIV/0!"},{"$error":"#DIV/0!"},{"$error":"#DIV/0!"},{"$error":"#DIV/0!"},{"$error":"#DIV/0!"},{"$error":"#DIV/0!"},{"$error":"#DIV/0!"},{"$error":"#DIV/0!"},{"$error":"#DIV/0!"},{"$error":"#DIV/0!"},{"$error":"#DIV/0!"},{"$error":"#DIV/0!"},{"$error":"#DIV/0!"},{"$error":"#DIV/0!"},{"$error":"#DIV/0!"},{"$error":"#DIV/0!"},{"$error":"#DIV/0!"},{"$error":"#DIV/0!"}]
[182,"Supplier, Surplus heat",null,null,null,{"$error":"#DIV/0!"},{"$f":"Summary!$F$3&\"/a\"","v":"MWh/a"},null,{"$error":"#DIV/0!"},{"$f":"+J$157*J174","v":{"$error":"#DIV/0!"}},{"$error":"#DIV/0!"},{"$error":"#DIV/0!"},{"$error":"#DIV/0!"},{"$error":"#DIV/0!"},{"$error":"#DIV/0!"},{"$error":"#DIV/0!"},{"$error":"#DIV/0!"},{"$error":"#DIV/0!"},{"$error":"#DIV/0!"},{"$error":"#DIV/0!"},{"$error":"#DIV/0!"},{"$error":"#DIV/0!"},{"$error":"#DIV/0!"},{"$error":"#DIV/0!"},{"$error":"#DIV/0!"},{"$error":"#DIV/0!"},{"$error":"#DIV/0!"},{"$error":"#DIV/0!"},{"$error":"#DIV/0!"}]
[183,"Gas CHP",null,null,null,{"$error":"#DIV/0!"},{"$f":"Summary!$F$3&\"/a\"","v":"MWh/a"},null,{"$error":"#DIV/0!"},{"$f":"+J$157*J175","v":{"$error":"#DIV/0!"}},{"$error":"#DIV/0!"},{"$error":"#DIV/0!"},{"$error":"#DIV/0!"},{"$error":"#DIV/0!"},{"$error":"#DIV/0!"},{"$error":"#DIV/0!"},{"$error":"#DIV/0!"},{"$error":"#DIV/0!"},{"$error":"#DIV/0!"},{"$error":"#DIV/0!"},{"$error":"#DIV/0!"},{"$error":"#DIV/0!"},{"$error":"#DIV/0!"},{"$error":"#DIV/0!"},{"$error":"#DIV/0!"},{"$error":"#DIV/0!"},{"$error":"#DIV/0!"},{"$error":"#DIV/0!"},{"$error":"#DIV/0!"}]
[184,"Biomass boiler",null,null,null,{"$error":"#DIV/0!"},{"$f":"Summary!$F$3&\"/a\"","v":"MWh/a"},null,{"$error":"#DIV/0!"},{"$f":"+J$157*J176","v":{"$error":"#DIV/0!"}},{"$error":"#DIV/0!"},{"$error":"#DIV/0!"},{"$error":"#DIV/0!"},{"$error":"#DIV/0!"},{"$error":"#DIV/0!"},{"$error":"#DIV/0!"},{"$error":"#DIV/0!"},{"$error":"#DIV/0!"},{"$error":"#DIV/0!"},{"$error":"#DIV/0!"},{"$error":"#DIV/0!"},{"$error":"#DIV/0!"},{"$error":"#DIV/0!"},{"$error":"#DIV/0!"},{"$error":"#DIV/0!"},{"$error":"#DIV/0!"},{"$error":"#DIV/0!"},{"$error":"#DIV/0!"},{"$error":"#DIV/0!"}]
[185,"Large heat pump",null,null,null,{"$error":"#DIV/0!"},{"$f":"Summary!$F$3&\"/a\"","v":"MWh/a"},null,{"$error":"#DIV/0!"},{"$f":"+J$157*J177","v":{"$error":"#DIV/0!"}},{"$error":"#DIV/0!"},{"$error":"#DIV/0!"},{"$error":"#DIV/0!"},{"$error":"#DIV/0!"},{"$error":"#DIV/0!"},{"$error":"#DIV/0!"},{"$error":"#DIV/0!"},{"$error":"#DIV/0!"},{"$error":"#DIV/0!"},{"$error":"#DIV/0!"},{"$error":"#DIV/0!"},{"$error":"#DIV/0!"},{"$error":"#DIV/0!"},{"$error":"#DIV/0!"},{"$error":"#DIV/0!"},{"$error":"#DIV/0!"},{"$error":"#DIV/0!"},{"$error":"#DIV/0!"},{"$error":"#DIV/0!"}]
[186,"Peak boiler",null,null,null,{"$error":"#DIV/0!"},{"$f":"Summary!$F$3&\"/a\"","v":"MWh/a"},null,{"$error":"#DIV/0!"},{"$f":"+J$157*J178","v":{"$error":"#DIV/0!"}},{"$error":"#DIV/0!"},{"$error":"#DIV/0!"},{"$error":"#DIV/0!"},{"$error":"#DIV/0!"},{"$error":"#DIV/0!"},{"$error":"#DIV/0!"},{"$error":"#DIV/0!"},{"$error":"#DIV/0!"},{"$error":"#DIV/0!"},{"$error":"#DIV/0!"},{"$error":"#DIV/0!"},{"$error":"#DIV/0!"},{"$error":"#DIV/0!"},{"$error":"#DIV/0!"},{"$error":"#DIV/0!"},{"$error":"#DIV/0!"},{"$error":"#DIV/0!"},{"$error":"#DIV/0!"},{"$error":"#DIV/0!"}]
[187,{"$f":"+B179","v":"Total"},null,null,null,{"$error":"#DIV/0!"},{"$f":"Summary!$F$3&\"/a\"","v":"MWh/a"},null,{"$error":"#DIV/0!"},{"$f":"+J$157*J179","v":{"$error":"#DIV/0!"}},{"$error":"#DIV/0!"},{"$error":"#DIV/0!"},{"$error":"#DIV/0!"},{"$error":"#DIV/0!"},{"$error":"#DIV/0!"},{"$error":"#DIV/0!"},{"$error":"#DIV/0!"},{"$error":"#DIV/0!"},{"$error":"#DIV/0!"},{"$error":"#DIV/0!"},{"$error":"#DIV/0!"},{"$error":"#DIV/0!"},{"$error":"#DIV/0!"},{"$error":"#DIV/0!"},{"$error":"#DIV/0!"},{"$error":"#DIV/0!"},{"$error":"#DIV/0!"},{"$error":"#DIV/0!"},{"$error":"#DIV/0!"}]
[188,"control figure to be zero",null,null,null,null,null,null,{"$f":"+SUM(I181:I186)-I187","v":{"$error":"#DIV/0!"}},{"$f":"+SUM(J181:J186)-J187","v":{"$error":"#DIV/0!"}},{"$f":"+SUM(K181:K186)-K187","v":{"$error":"#DIV/0!"}},{"$error":"#DIV/0!"},{"$error":"#DIV/0!"},{"$error":"#DIV/0!"},{"$error":"#DIV/0!"},{"$error":"#DIV/0!"},{"$error":"#DIV/0!"},{"$error":"#DIV/0!"},{"$error":"#DIV/0!"},{"$error":"#DIV/0!"},{"$error":"#DIV/0!"},{"$error":"#DIV/0!"},{"$error":"#DIV/0!"},{"$error":"#DIV/0!"},{"$error":"#DIV/0!"},{"$error":"#DIV/0!"},{"$error":"#DIV/0!"},{"$error":"#DIV/0!"},{"$error":"#DIV/0!"}]
[189,"Max load hours of production plants",null,null,"Maximal","Actual last year"]
[190,{"$f":"+B163","v":"Supplier, large CHP"},null,null,{"$f":"+Summary!L28","v":8760},{"$f":"+AC190","v":0},"h",null,{"$f":"+IF(I163=0,0,IF(I181/I163>$E190,\"too large\",I181/I163))","v":0},0,0,0,0,0,0,0,0,0,0,0,0,0,0,0,0,0,0,0,0]
[191,"Supplier, Surplus heat",null,null,{"$f":"+Summary!L29","v":8760},{"$f":"+AC191","v":{"$error":"#DIV/0!"}},"h",null,{"$f":"+IF(I164=0,0,IF(I182/I164>$E191,\"too large\",I182/I164))","v":0},{"$error":"#DIV/0!"},{"$error":"#DIV/0!"},{"$error":"#DIV/0!"},{"$error":"#DIV/0!"},{"$error":"#DIV/0!"},{"$error":"#DIV/0!"},{"$error":"#DIV/0!"},{"$error":"#DIV/0!"},{"$error":"#DIV/0!"},{"$error":"#DIV/0!"},{"$error":"#DIV/0!"},{"$error":"#DIV/0!"},{"$error":"#DIV/0!"},{"$error":"#DIV/0!"},{"$error":"#DIV/0!"},{"$error":"#DIV/0!"},{"$error":"#DIV/0!"},{"$error":"#DIV/0!"},{"$error":"#DIV/0!"},{"$error":"#DIV/0!"}]
[192,"Gas CHP",null,null,{"$f":"+Summary!L30","v":8760},{"$error":"#DIV/0!"},"h",null,{"$f":"+IF(I165=0,0,IF(I183/I165>$E192,\"too large\",I183/I165))","v":0},{"$error":"#DIV/0!"},{"$error":"#DIV/0!"},{"$error":"#DIV/0!"},{"$error":"#DIV/0!"},{"$error":"#DIV/0!"},{"$error":"#DIV/0!"},{"$error":"#DIV/0!"},{"$error":"#DIV/0!"},{"$error":"#DIV/0!"},{"$error":"#DIV/0!"},{"$error":"#DIV/0!"},{"$error":"#DIV/0!"},{"$error":"#DIV/0!"},{"$error":"#DIV/0!"},{"$error":"#DIV/0!"},{"$error":"#DIV/0!"},{"$error":"#DIV/0!"},{"$error":"#DIV/0!"},{"$error":"#DIV/0!"},{"$error":"#DIV/0!"}]
[193,"Biomass boiler",null,null,{"$f":"+Summary!L31","v":8760},0,"h",null,{"$f":"+IF(I166=0,0,IF(I184/I166>$E193,\"too large\",I184/I166))","v":0},0,0,0,0,0,0,0,0,0,0,0,0,0,0,0,0,0,0,0,0]
[194,"Large heat pump",null,null,{"$f":"+Summary!L32","v":8760},{"$error":"#DIV/0!"},"h",null,0,{"$error":"#DIV/0!"},{"$error":"#DIV/0!"},{"$error":"#DIV/0!"},{"$error":"#DIV/0!"},{"$error":"#DIV/0!"},{"$error":"#DIV/0!"},{"$error":"#DIV/0!"},{"$error":"#DIV/0!"},{"$error":"#DIV/0!"},{"$error":"#DIV/0!"},{"$error":"#DIV/0!"},{"$error":"#DIV/0!"},{"$error":"#DIV/0!"},{"$error":"#DIV/0!"},{"$error":"#DIV/0!"},{"$error":"#DIV/0!"},{"$error":"#DIV/0!"},{"$error":"#DIV/0!"},{"$error":"#DIV/0!"},{"$error":"#DIV/0!"}]
[195,"Peak boiler",null,null,{"$f":"+Summary!L33","v":8760},{"$error":"#DIV/0!"},"h",null,{"$f":"+IF(I168=0,0,IF(I186/I168>$E195,\"too large\",I186/I168))","v":{"$error":"#DIV/0!"}},{"$error":"#DIV/0!"},{"$error":"#DIV/0!"},{"$error":"#DIV/0!"},{"$error":"#DIV/0!"},{"$error":"#DIV/0!"},{"$error":"#DIV/0!"},{"$error":"#DIV/0!"},{"$error":"#DIV/0!"},{"$error":"#DIV/0!"},{"$error":"#DIV/0!"},{"$error":"#DIV/0!"},{"$error":"#DIV/0!"},{"$error":"#DIV/0!"},{"$error":"#DIV/0!"},{"$error":"#DIV/0!"},{"$error":"#DIV/0!"},{"$error":"#DIV/0!"},{"$error":"#DIV/0!"},{"$error":"#DIV/0!"},{"$error":"#DIV/0!"}]
[196]
[197]
[198,"Cost",null,null,null,"NPV","Fixed price"]
[199,"Cost of DH production in DH scenario",null,null,{"$f":"+SUM(J199:AC199)","v":14.877474860455505},{"$f":"+Summary!J76","v":0.03},"ex. VAT",null,1,{"$f":"+I199/(1+$F199)","v":0.970873786407767},{"$f":"+J199/(1+$F199)","v":0.94259590913375435},0.9151416593531595,0.88848704791568878,0.86260878438416388,0.83748425668365423,0.81309151134335356,0.7894092343139355,0.76641673234362673,0.74409391489672494,0.7224212765987621,0.70137988019297293,0.68095133999317758,0.66111780581861901,0.64186194739671742,0.62316693922011401,0.60501644584477088,0.58739460761628237,0.57028602681192464,0.55367575418633463]
[200,"Investment cost in production",null,{"$f":"\"k\"&Summary!$G$3&\"/\"&Summary!$E3","v":"k£/MW"},"Total"]
[201,{"$f":"+B163","v":"Supplier, large CHP"},{"$f":"+D163","v":"External"},{"$f":"+Summary!J285","v":600},{"$f":"+SUM(I201:AC201)","v":0},{"$f":"I201+NPV(+F$199,J201:AC201)","v":0},{"$f":"\"k\"&Summary!$G$3","v":"k£"},null,{"$f":"+(I163-H163)*$D201","v":0},{"$f":"+(J163-I163)*$D201","v":0},0,0,0,0,0,0,0,0,0,0,0,0,0,0,0,0,0,0,0]
[202,{"$f":"+B164","v":"Supplier, Surplus heat"},{"$f":"+D164","v":"External"},{"$f":"+Summary!J295","v":100},100,97.087378640776691,{"$f":"\"k\"&Summary!$G$3","v":"k£"},null,0,{"$f":"+(J164-I164)*$D202","v":100},0,0,0,0,0,0,0,0,0,0,0,0,0,0,0,0,0,0,0]
[203,{"$f":"+B165","v":"Gas CHP"},"Internal",{"$f":"+Summary!J304","v":600},{"$f":"+SUM(I203:AC203)","v":12000},11650.485436893203,{"$f":"\"k\"&Summary!$G$3","v":"k£"},null,0,{"$f":"+(J165-I165)*$D203","v":12000},0,0,0,0,0,0,0,0,0,0,0,0,0,0,0,0,0,0,0]
[204,{"$f":"+B166","v":"Biomass boiler"},"Internal",{"$f":"+Summary!J313","v":400},{"$f":"+SUM(I204:AC204)","v":0},0,{"$f":"\"k\"&Summary!$G$3","v":"k£"},null,0,{"$f":"+(J166-I166)*$D204","v":0},0,0,0,0,0,0,0,0,0,0,0,0,0,0,0,0,0,0,0]
[205,{"$f":"+B167","v":"Large heat pump"},"Internal",{"$f":"+Summary!J323","v":500},{"$f":"+SUM(I205:AC205)","v":500},485.43689320388347,{"$f":"\"k\"&Summary!$G$3","v":"k£"},null,0,{"$f":"+(J167-I167)*$D205","v":500},{"$f":"+(K167-J167)*$D205","v":0},{"$f":"+(L167-K167)*$D205","v":0},{"$f":"+(M167-L167)*$D205","v":0},{"$f":"+(N167-M167)*$D205","v":0},{"$f":"+(O167-N167)*$D205","v":0},{"$f":"+(P167-O167)*$D205","v":0},{"$f":"+(Q167-P167)*$D205","v":0},{"$f":"+(R167-Q167)*$D205","v":0},{"$f":"+(S167-R167)*$D205","v":0},{"$f":"+(T167-S167)*$D205","v":0},{"$f":"+(U167-T167)*$D205","v":0},{"$f":"+(V167-U167)*$D205","v":0},{"$f":"+(W167-V167)*$D205","v":0},{"$f":"+(X167-W167)*$D205","v":0},{"$f":"+(Y167-X167)*$D205","v":0},{"$f":"+(Z167-Y167)*$D205","v":0},{"$f":"+(AA167-Z167)*$D205","v":0},{"$f":"+(AB167-AA167)*$D205","v":0},{"$f":"+(AC167-AB167)*$D205","v":0}]
[206,{"$f":"+B168","v":"Peak boiler"},"Internal",{"$f":"+Summary!J333","v":100},{"$error":"#DIV/0!"},{"$error":"#DIV/0!"},{"$f":"\"k\"&Summary!$G$3","v":"k£"},null,{"$error":"#DIV/0!"},{"$f":"+(J168-I168)*$D206","v":{"$error":"#DIV/0!"}},{"$error":"#DIV/0!"},{"$error":"#DIV/0!"},{"$error":"#DIV/0!"},{"$error":"#DIV/0!"},{"$error":"#DIV/0!"},{"$error":"#DIV/0!"},{"$error":"#DIV/0!"},{"$error":"#DIV/0!"},{"$error":"#DIV/0!"},{"$error":"#DIV/0!"},{"$error":"#DIV/0!"},{"$error":"#DIV/0!"},{"$error":"#DIV/0!"},{"$error":"#DIV/0!"},{"$error":"#DIV/0!"},{"$error":"#DIV/0!"},{"$error":"#DIV/0!"},{"$error":"#DIV/0!"},{"$error":"#DIV/0!"}]
[207,"Total investment ",null,null,{"$f":"SUM(E201:E206)","v":{"$error":"#DIV/0!"}},{"$error":"#DIV/0!"},{"$f":"\"k\"&Summary!$G$3","v":"k£"},null,{"$f":"SUM(I201:I206)","v":{"$error":"#DIV/0!"}},{"$f":"SUM(J201:J206)","v":{"$error":"#DIV/0!"}},{"$error":"#DIV/0!"},{"$error":"#DIV/0!"},{"$error":"#DIV/0!"},{"$error":"#DIV/0!"},{"$error":"#DIV/0!"},{"$error":"#DIV/0!"},{"$error":"#DIV/0!"},{"$error":"#DIV/0!"},{"$error":"#DIV/0!"},{"$error":"#DIV/0!"},{"$error":"#DIV/0!"},{"$error":"#DIV/0!"},{"$error":"#DIV/0!"},{"$error":"#DIV/0!"},{"$error":"#DIV/0!"},{"$error":"#DIV/0!"},{"$error":"#DIV/0!"},{"$error":"#DIV/0!"},{"$error":"#DIV/0!"}]
[208,"No contribution to residual value",null,20,"year life time",{"$error":"#DIV/0!"},{"$f":"\"k\"&Summary!$G$3","v":"k£"},null,{"$f":"I207*($AC1-I1-$D208)/$D208","v":{"$error":"#DIV/0!"}},0,0,0,0,0,0,0,0,0,0,0,0,0,0,0,0,0,0,0,0]
[209,{"$f":"+B200","v":"Investment cost in production"},null,null,null,{"$error":"#DIV/0!"},{"$f":"\"k\"&Summary!$G$3","v":"k£"},null,{"$f":"+I207","v":{"$error":"#DIV/0!"}},{"$f":"+J207","v":{"$error":"#DIV/0!"}},{"$error":"#DIV/0!"},{"$error":"#DIV/0!"},{"$error":"#DIV/0!"},{"$error":"#DIV/0!"},{"$error":"#DIV/0!"},{"$error":"#DIV/0!"},{"$error":"#DIV/0!"},{"$error":"#DIV/0!"},{"$error":"#DIV/0!"},{"$error":"#DIV/0!"},{"$error":"#DIV/0!"},{"$error":"#DIV/0!"},{"$error":"#DIV/0!"},{"$error":"#DIV/0!"},{"$error":"#DIV/0!"},{"$error":"#DIV/0!"},{"$error":"#DIV/0!"},{"$error":"#DIV/0!"},{"$f":"+AC207+F208","v":{"$error":"#DIV/0!"}}]
[210]
[211,"Energy costs of production"]
[212,{"$f":"+B163","v":"Supplier, large CHP"},{"$f":"+D163","v":"External"},{"$f":"+Summary!J288","v":5.294117647058826},{"$f":"+Summary!$G$3&\"/\"&Summary!$F$3","v":"£/MWh"},{"$f":"I212+NPV(+F$199,J212:AC212)","v":{"$error":"#DIV/0!"}},{"$f":"\"k\"&Summary!$G$3","v":"k£"},null,{"$f":"+I181*$D212/1000","v":{"$error":"#DIV/0!"}},{"$error":"#DIV/0!"},{"$error":"#DIV/0!"},{"$error":"#DIV/0!"},{"$error":"#DIV/0!"},{"$error":"#DIV/0!"},{"$error":"#DIV/0!"},{"$error":"#DIV/0!"},{"$error":"#DIV/0!"},{"$error":"#DIV/0!"},{"$error":"#DIV/0!"},{"$error":"#DIV/0!"},{"$error":"#DIV/0!"},{"$error":"#DIV/0!"},{"$error":"#DIV/0!"},{"$error":"#DIV/0!"},{"$error":"#DIV/0!"},{"$error":"#DIV/0!"},{"$error":"#DIV/0!"},{"$error":"#DIV/0!"},{"$error":"#DIV/0!"}]
[{"$f":"+A212+1","v":213},"Supplier, Surplus heat",{"$f":"+D164","v":"External"},{"$f":"+Summary!J296","v":2},{"$f":"+Summary!$G$3&\"/\"&Summary!$F$3","v":"£/MWh"},{"$error":"#DIV/0!"},{"$f":"\"k\"&Summary!$G$3","v":"k£"},null,{"$f":"+I182*$D213/1000","v":{"$error":"#DIV/0!"}},{"$error":"#DIV/0!"},{"$error":"#DIV/0!"},{"$error":"#DIV/0!"},{"$error":"#DIV/0!"},{"$error":"#DIV/0!"},{"$error":"#DIV/0!"},{"$error":"#DIV/0!"},{"$error":"#DIV/0!"},{"$error":"#DIV/0!"},{"$error":"#DIV/0!"},{"$error":"#DIV/0!"},{"$error":"#DIV/0!"},{"$error":"#DIV/0!"},{"$error":"#DIV/0!"},{"$error":"#DIV/0!"},{"$error":"#DIV/0!"},{"$error":"#DIV/0!"},{"$error":"#DIV/0!"},{"$error":"#DIV/0!"},{"$error":"#DIV/0!"}]
[214,"Gas CHP","Internal",{"$f":"+Summary!J307","v":15.352941176470587},{"$f":"+Summary!$G$3&\"/\"&Summary!$F$3","v":"£/MWh"},{"$error":"#DIV/0!"},{"$f":"\"k\"&Summary!$G$3","v":"k£"},null,{"$f":"+I183*$D214/1000","v":{"$error":"#DIV/0!"}},{"$error":"#DIV/0!"},{"$error":"#DIV/0!"},{"$error":"#DIV/0!"},{"$error":"#DIV/0!"},{"$error":"#DIV/0!"},{"$error":"#DIV/0!"},{"$error":"#DIV/0!"},{"$error":"#DIV/0!"},{"$error":"#DIV/0!"},{"$error":"#DIV/0!"},{"$error":"#DIV/0!"},{"$error":"#DIV/0!"},{"$error":"#DIV/0!"},{"$error":"#DIV/0!"},{"$error":"#DIV/0!"},{"$error":"#DIV/0!"},{"$error":"#DIV/0!"},{"$error":"#DIV/0!"},{"$error":"#DIV/0!"},{"$error":"#DIV/0!"}]
[215,"Biomass boiler","Internal",{"$f":"+Summary!J315","v":38.888888888888886},{"$f":"+Summary!$G$3&\"/\"&Summary!$F$3","v":"£/MWh"},{"$error":"#DIV/0!"},{"$f":"\"k\"&Summary!$G$3","v":"k£"},null,{"$f":"+I184*$D215/1000","v":{"$error":"#DIV/0!"}},{"$error":"#DIV/0!"},{"$error":"#DIV/0!"},{"$error":"#DIV/0!"},{"$error":"#DIV/0!"},{"$error":"#DIV/0!"},{"$error":"#DIV/0!"},{"$error":"#DIV/0!"},{"$error":"#DIV/0!"},{"$error":"#DIV/0!"},{"$error":"#DIV/0!"},{"$error":"#DIV/0!"},{"$error":"#DIV/0!"},{"$error":"#DIV/0!"},{"$error":"#DIV/0!"},{"$error":"#DIV/0!"},{"$error":"#DIV/0!"},{"$error":"#DIV/0!"},{"$error":"#DIV/0!"},{"$error":"#DIV/0!"},{"$error":"#DIV/0!"}]
[216,"Large heat pump","Internal",{"$f":"+Summary!J325","v":26.666666666666668},{"$f":"+Summary!$G$3&\"/\"&Summary!$F$3","v":"£/MWh"},{"$error":"#DIV/0!"},{"$f":"\"k\"&Summary!$G$3","v":"k£"},null,{"$error":"#DIV/0!"},{"$error":"#DIV/0!"},{"$error":"#DIV/0!"},{"$error":"#DIV/0!"},{"$error":"#DIV/0!"},{"$error":"#DIV/0!"},{"$error":"#DIV/0!"},{"$error":"#DIV/0!"},{"$error":"#DIV/0!"},{"$error":"#DIV/0!"},{"$error":"#DIV/0!"},{"$error":"#DIV/0!"},{"$error":"#DIV/0!"},{"$error":"#DIV/0!"},{"$error":"#DIV/0!"},{"$error":"#DIV/0!"},{"$error":"#DIV/0!"},{"$error":"#DIV/0!"},{"$error":"#DIV/0!"},{"$error":"#DIV/0!"},{"$error":"#DIV/0!"}]
[217,"Peak boiler","Internal",{"$f":"+Summary!J335","v":83.333333333333329},{"$f":"+Summary!$G$3&\"/\"&Summary!$F$3","v":"£/MWh"},{"$error":"#DIV/0!"},{"$f":"\"k\"&Summary!$G$3","v":"k£"},null,{"$f":"+I186*$D217/1000","v":{"$error":"#DIV/0!"}},{"$error":"#DIV/0!"},{"$error":"#DIV/0!"},{"$error":"#DIV/0!"},{"$error":"#DIV/0!"},{"$error":"#DIV/0!"},{"$error":"#DIV/0!"},{"$error":"#DIV/0!"},{"$error":"#DIV/0!"},{"$error":"#DIV/0!"},{"$error":"#DIV/0!"},{"$error":"#DIV/0!"},{"$error":"#DIV/0!"},{"$error":"#DIV/0!"},{"$error":"#DIV/0!"},{"$error":"#DIV/0!"},{"$error":"#DIV/0!"},{"$error":"#DIV/0!"},{"$error":"#DIV/0!"},{"$error":"#DIV/0!"},{"$error":"#DIV/0!"}]
[218,{"$f":"+B211","v":"Energy costs of production"},null,{"$f":"+F218/F187*1000","v":{"$error":"#DIV/0!"}},{"$f":"+Summary!$G$3&\"/\"&Summary!$F$3","v":"£/MWh"},{"$error":"#DIV/0!"},{"$f":"\"k\"&Summary!$G$3","v":"k£"},null,{"$f":"SUM(I212:I217)","v":{"$error":"#DIV/0!"}},{"$f":"SUM(J212:J217)","v":{"$error":"#DIV/0!"}},{"$error":"#DIV/0!"},{"$error":"#DIV/0!"},{"$error":"#DIV/0!"},{"$error":"#DIV/0!"},{"$error":"#DIV/0!"},{"$error":"#DIV/0!"},{"$error":"#DIV/0!"},{"$error":"#DIV/0!"},{"$error":"#DIV/0!"},{"$error":"#DIV/0!"},{"$error":"#DIV/0!"},{"$error":"#DIV/0!"},{"$error":"#DIV/0!"},{"$error":"#DIV/0!"},{"$error":"#DIV/0!"},{"$error":"#DIV/0!"},{"$error":"#DIV/0!"},{"$error":"#DIV/0!"},{"$error":"#DIV/0!"}]
[219]
[220,"Heat incentive tariff",null,null,null,10,"years"]
[221,{"$f":"+B163","v":"Supplier, large CHP"},{"$f":"+D163","v":"External"},0,{"$f":"+Summary!$G$3&\"/\"&Summary!$F$3","v":"£/MWh"},{"$f":"I221+NPV(+F$199,J221:AC221)","v":{"$error":"#DIV/0!"}},{"$f":"\"k\"&Summary!$G$3","v":"k£"},null,0,{"$f":"+IF(J$1<($I$1+$F$220+1),J181*$D221/1000,0)","v":{"$error":"#DIV/0!"}},{"$error":"#DIV/0!"},{"$error":"#DIV/0!"},{"$error":"#DIV/0!"},{"$error":"#DIV/0!"},{"$error":"#DIV/0!"},{"$error":"#DIV/0!"},{"$error":"#DIV/0!"},{"$error":"#DIV/0!"},{"$error":"#DIV/0!"},0,0,0,0,0,0,0,0,0,0]
[222,{"$f":"+B164","v":"Supplier, Surplus heat"},{"$f":"+D164","v":"External"},0,{"$f":"+Summary!$G$3&\"/\"&Summary!$F$3","v":"£/MWh"},{"$error":"#DIV/0!"},{"$f":"\"k\"&Summary!$G$3","v":"k£"},null,0,{"$f":"+IF(J$1<($I$1+$F$220+1),J182*$D222/1000,0)","v":{"$error":"#DIV/0!"}},{"$error":"#DIV/0!"},{"$error":"#DIV/0!"},{"$error":"#DIV/0!"},{"$error":"#DIV/0!"},{"$error":"#DIV/0!"},{"$error":"#DIV/0!"},{"$error":"#DIV/0!"},{"$error":"#DIV/0!"},{"$error":"#DIV/0!"},0,0,0,0,0,0,0,0,0,0]
[223,"Gas CHP","Internal",0,{"$f":"+Summary!$G$3&\"/\"&Summary!$F$3","v":"£/MWh"},{"$error":"#DIV/0!"},{"$f":"\"k\"&Summary!$G$3","v":"k£"},null,0,{"$f":"+IF(J$1<($I$1+$F$220+1),J183*$D223/1000,0)","v":{"$error":"#DIV/0!"}},{"$error":"#DIV/0!"},{"$error":"#DIV/0!"},{"$error":"#DIV/0!"},{"$error":"#DIV/0!"},{"$error":"#DIV/0!"},{"$error":"#DIV/0!"},{"$error":"#DIV/0!"},{"$error":"#DIV/0!"},{"$error":"#DIV/0!"},0,0,0,0,0,0,0,0,0,0]
[224,"Biomass boiler","Internal",{"$f":"+Summary!J316","v":20.03},{"$f":"+Summary!$G$3&\"/\"&Summary!$F$3","v":"£/MWh"},{"$error":"#DIV/0!"},{"$f":"\"k\"&Summary!$G$3","v":"k£"},null,0,{"$f":"+IF(J$1<($I$1+$F$220+1),J184*$D224/1000,0)","v":{"$error":"#DIV/0!"}},{"$error":"#DIV/0!"},{"$error":"#DIV/0!"},{"$error":"#DIV/0!"},{"$error":"#DIV/0!"},{"$error":"#DIV/0!"},{"$error":"#DIV/0!"},{"$error":"#DIV/0!"},{"$error":"#DIV/0!"},{"$error":"#DIV/0!"},0,0,0,0,0,0,0,0,0,0]
[225,"Large heat pump","Internal",{"$f":"+Summary!J326","v":{"$error":"#DIV/0!"}},{"$f":"+Summary!$G$3&\"/\"&Summary!$F$3","v":"£/MWh"},{"$error":"#DIV/0!"},{"$f":"\"k\"&Summary!$G$3","v":"k£"},null,0,{"$f":"+IF(J$1<($I$1+$F$220+1),J185*$D225/1000,0)","v":{"$error":"#DIV/0!"}},{"$error":"#DIV/0!"},{"$error":"#DIV/0!"},{"$error":"#DIV/0!"},{"$error":"#DIV/0!"},{"$error":"#DIV/0!"},{"$error":"#DIV/0!"},{"$error":"#DIV/0!"},{"$error":"#DIV/0!"},{"$error":"#DIV/0!"},0,0,0,0,0,0,0,0,0,0]
[226,"Peak boiler","Internal",0,{"$f":"+Summary!$G$3&\"/\"&Summary!$F$3","v":"£/MWh"},{"$error":"#DIV/0!"},{"$f":"\"k\"&Summary!$G$3","v":"k£"},null,0,{"$f":"+IF(J$1<($I$1+$F$220+1),J186*$D226/1000,0)","v":{"$error":"#DIV/0!"}},{"$error":"#DIV/0!"},{"$error":"#DIV/0!"},{"$error":"#DIV/0!"},{"$error":"#DIV/0!"},{"$error":"#DIV/0!"},{"$error":"#DIV/0!"},{"$error":"#DIV/0!"},{"$error":"#DIV/0!"},{"$error":"#DIV/0!"},0,0,0,0,0,0,0,0,0,0]
[227,{"$f":"+B220","v":"Heat incentive tariff"},null,"to be deducted in costs",null,{"$error":"#DIV/0!"},{"$f":"\"k\"&Summary!$G$3","v":"k£"},null,{"$f":"SUM(I221:I226)","v":0},{"$f":"SUM(J221:J226)","v":{"$error":"#DIV/0!"}},{"$error":"#DIV/0!"},{"$error":"#DIV/0!"},{"$error":"#DIV/0!"},{"$error":"#DIV/0!"},{"$error":"#DIV/0!"},{"$error":"#DIV/0!"},{"$error":"#DIV/0!"},{"$error":"#DIV/0!"},{"$error":"#DIV/0!"},0,0,0,0,0,0,0,0,0,0]
[228]
[229,"Fixed O&M cost of production"]
[230,{"$f":"+B163","v":"Supplier, large CHP"},{"$f":"+D163","v":"External"},{"$f":"+Summary!J289","v":5},{"$f":"+\"k\"&Summary!$G$3&\"/\"&Summary!$E$3&\"/a\"","v":"k£/MW/a"},{"$f":"I230+NPV(+F$199,J230:AC230)","v":0},{"$f":"\"k\"&Summary!$G$3","v":"k£"},null,{"$f":"+I163*$D230","v":0},0,0,0,0,0,0,0,0,0,0,0,0,0,0,0,0,0,0,0,0]
[231,"Supplier, Surplus heat","External",{"$f":"+Summary!J297","v":1},{"$f":"+\"k\"&Summary!$G$3&\"/\"&Summary!$E$3&\"/a\"","v":"k£/MW/a"},14.877474860455504,{"$f":"\"k\"&Summary!$G$3","v":"k£"},null,{"$f":"+I164*$D231","v":0},1,1,1,1,1,1,1,1,1,1,1,1,1,1,1,1,1,1,1,1]
[232,"Gas CHP","Internal",{"$f":"+Summary!J308","v":5},{"$f":"+\"k\"&Summary!$G$3&\"/\"&Summary!$E$3&\"/a\"","v":"k£/MW/a"},1487.7474860455504,{"$f":"\"k\"&Summary!$G$3","v":"k£"},null,{"$f":"+I165*$D232","v":0},100,100,100,100,100,100,100,100,100,100,100,100,100,100,100,100,100,100,100,100]
[233,"Biomass boiler","Internal",{"$f":"+Summary!J317","v":2},{"$f":"+\"k\"&Summary!$G$3&\"/\"&Summary!$E$3&\"/a\"","v":"k£/MW/a"},0,{"$f":"\"k\"&Summary!$G$3","v":"k£"},null,{"$f":"+I166*$D233","v":0},0,0,0,0,0,0,0,0,0,0,0,0,0,0,0,0,0,0,0,0]
[234,"Large heat pump","Internal",{"$f":"+Summary!J327","v":2},{"$f":"+\"k\"&Summary!$G$3&\"/\"&Summary!$E$3&\"/a\"","v":"k£/MW/a"},29.754949720911007,{"$f":"\"k\"&Summary!$G$3","v":"k£"},null,{"$f":"+I167*$D234","v":0},2,2,2,2,2,2,2,2,2,2,2,2,2,2,2,2,2,2,2,2]
[235,"Peak boiler","Internal",{"$f":"+Summary!J336","v":1},{"$f":"+\"k\"&Summary!$G$3&\"/\"&Summary!$E$3&\"/a\"","v":"k£/MW/a"},{"$error":"#DIV/0!"},{"$f":"\"k\"&Summary!$G$3","v":"k£"},null,{"$f":"+I168*$D235","v":{"$error":"#DIV/0!"}},{"$error":"#DIV/0!"},{"$error":"#DIV/0!"},{"$error":"#DIV/0!"},{"$error":"#DIV/0!"},{"$error":"#DIV/0!"},{"$error":"#DIV/0!"},{"$error":"#DIV/0!"},{"$error":"#DIV/0!"},{"$error":"#DIV/0!"},{"$error":"#DIV/0!"},{"$error":"#DIV/0!"},{"$error":"#DIV/0!"},{"$error":"#DIV/0!"},{"$error":"#DIV/0!"},{"$error":"#DIV/0!"},{"$error":"#DIV/0!"},{"$error":"#DIV/0!"},{"$error":"#DIV/0!"},{"$error":"#DIV/0!"},{"$error":"#DIV/0!"}]
[236,"Fixed O&M cost of production",null,null,null,{"$error":"#DIV/0!"},{"$f":"\"k\"&Summary!$G$3","v":"k£"},null,{"$f":"SUM(I230:I235)","v":{"$error":"#DIV/0!"}},{"$f":"SUM(J230:J235)","v":{"$error":"#DIV/0!"}},{"$error":"#DIV/0!"},{"$error":"#DIV/0!"},{"$error":"#DIV/0!"},{"$error":"#DIV/0!"},{"$error":"#DIV/0!"},{"$error":"#DIV/0!"},{"$error":"#DIV/0!"},{"$error":"#DIV/0!"},{"$error":"#DIV/0!"},{"$error":"#DIV/0!"},{"$error":"#DIV/0!"},{"$error":"#DIV/0!"},{"$error":"#DIV/0!"},{"$error":"#DIV/0!"},{"$error":"#DIV/0!"},{"$error":"#DIV/0!"},{"$error":"#DIV/0!"},{"$error":"#DIV/0!"},{"$error":"#DIV/0!"}]
[237,null,null,null,null,null,""]
[238,{"$f":"+B199","v":"Cost of DH production in DH scenario"},null,null,null,{"$f":"I238+NPV(+F$199,J238:AC238)","v":{"$error":"#DIV/0!"}},{"$f":"\"k\"&Summary!$G$3","v":"k£"},null,{"$f":"+I209+I218-I227+I236","v":{"$error":"#DIV/0!"}},{"$f":"+J209+J218-J227+J236","v":{"$error":"#DIV/0!"}},{"$error":"#DIV/0!"},{"$error":"#DIV/0!"},{"$error":"#DIV/0!"},{"$error":"#DIV/0!"},{"$error":"#DIV/0!"},{"$error":"#DIV/0!"},{"$error":"#DIV/0!"},{"$error":"#DIV/0!"},{"$error":"#DIV/0!"},{"$error":"#DIV/0!"},{"$error":"#DIV/0!"},{"$error":"#DIV/0!"},{"$error":"#DIV/0!"},{"$error":"#DIV/0!"},{"$error":"#DIV/0!"},{"$error":"#DIV/0!"},{"$error":"#DIV/0!"},{"$error":"#DIV/0!"},{"$error":"#DIV/0!"}]
[239,"Average production cost",null,null,null,{"$f":"+F238*1000/F187","v":{"$error":"#DIV/0!"}},{"$f":"Summary!G$3&\"/\"&Summary!F$3","v":"£/MWh"}]
[240]
[241,"Total cost of district heating network"]
[242,"Investment in network"]
[243,"New distribution lines"]
[244,"Investments in new distribution lines ",null,"Maximal","Actual","NPV"]
[245,{"$f":"+B$7","v":1},{"$f":"+C$7","v":"[Settlement B] 1"},{"$f":"+Network!S98/1000","v":0},{"$f":"+SUM(I245:AC245)","v":0},{"$f":"I245+NPV(+F$199,J245:AC245)","v":0},{"$f":"\"k\"&Summary!$G$3","v":"k£"},null,{"$f":"(I25-H25)*$D245","v":0},0,0,0,0,0,0,0,0,0,0,0,0,0,0,0,0,0,0,0,0]
[246,{"$f":"+B$8","v":2},{"$f":"+C$8","v":"[Settlement B] 2"},{"$f":"+Network!S99/1000","v":0},0,0,{"$f":"\"k\"&Summary!$G$3","v":"k£"},null,{"$f":"(I26-H26)*$D246","v":0},0,0,0,0,0,0,0,0,0,0,0,0,0,0,0,0,0,0,0,0]
[247,{"$f":"+B$9","v":3},{"$f":"+C$9","v":"[Settlement B] 3"},{"$f":"+Network!S100/1000","v":0},0,0,{"$f":"\"k\"&Summary!$G$3","v":"k£"},null,{"$f":"(I27-H27)*$D247","v":0},0,0,0,0,0,0,0,0,0,0,0,0,0,0,0,0,0,0,0,0]
[248,{"$f":"+B$10","v":4},{"$f":"+C$10","v":"[Settlement B] 4"},{"$f":"+Network!S101/1000","v":0},0,0,{"$f":"\"k\"&Summary!$G$3","v":"k£"},null,{"$f":"(I28-H28)*$D248","v":0},0,0,0,0,0,0,0,0,0,0,0,0,0,0,0,0,0,0,0,0]
[249,{"$f":"+B$11","v":5},{"$f":"+C$11","v":"[Settlement B] 5"},{"$f":"+Network!S102/1000","v":0},0,0,{"$f":"\"k\"&Summary!$G$3","v":"k£"},null,{"$f":"(I29-H29)*$D249","v":0},0,0,0,0,0,0,0,0,0,0,0,0,0,0,0,0,0,0,0,0]
[250,{"$f":"+B$12","v":6},{"$f":"+C$12","v":"[Settlement B] 6"},{"$f":"+Network!S103/1000","v":0},0,0,{"$f":"\"k\"&Summary!$G$3","v":"k£"},null,{"$f":"(I30-H30)*$D250","v":0},0,0,0,0,0,0,0,0,0,0,0,0,0,0,0,0,0,0,0,0]
[251,{"$f":"+B$13","v":7},{"$f":"+C$13","v":"[Settlement B] 7"},{"$f":"+Network!S104/1000","v":0},0,0,{"$f":"\"k\"&Summary!$G$3","v":"k£"},null,{"$f":"(I31-H31)*$D251","v":0},0,0,0,0,0,0,0,0,0,0,0,0,0,0,0,0,0,0,0,0]
[252,{"$f":"+B$14","v":8},{"$f":"+C$14","v":"[Settlement B] 8"},{"$f":"+Network!S105/1000","v":0},0,0,{"$f":"\"k\"&Summary!$G$3","v":"k£"},null,{"$f":"(I32-H32)*$D252","v":0},0,0,0,0,0,0,0,0,0,0,0,0,0,0,0,0,0,0,0,0]
[253,{"$f":"+B$15","v":9},{"$f":"+C$15","v":"[Settlement A] Master"},{"$f":"+Network!S106/1000","v":0},0,0,{"$f":"\"k\"&Summary!$G$3","v":"k£"},null,{"$f":"(I33-H33)*$D253","v":0},0,0,0,0,0,0,0,0,0,0,0,0,0,0,0,0,0,0,0,0]
[254,{"$f":"+B$16","v":10},{"$f":"+C$16","v":"[Settlement A] 2"},{"$f":"+Network!S107/1000","v":0},0,0,{"$f":"\"k\"&Summary!$G$3","v":"k£"},null,{"$f":"(I34-H34)*$D254","v":0},0,0,0,0,0,0,0,0,0,0,0,0,0,0,0,0,0,0,0,0]
[255,{"$f":"+B$17","v":11},{"$f":"+C$17","v":"[Settlement A] 3"},{"$f":"+Network!S108/1000","v":0},0,0,{"$f":"\"k\"&Summary!$G$3","v":"k£"},null,{"$f":"(I35-H35)*$D255","v":0},0,0,0,0,0,0,0,0,0,0,0,0,0,0,0,0,0,0,0,0]
[256,{"$f":"+B$18","v":12},{"$f":"+C$18","v":"[Settlement A] 4"},{"$f":"+Network!S109/1000","v":0},0,0,{"$f":"\"k\"&Summary!$G$3","v":"k£"},null,{"$f":"(I36-H36)*$D256","v":0},0,0,0,0,0,0,0,0,0,0,0,0,0,0,0,0,0,0,0,0]
[257,{"$f":"+B$19","v":13},{"$f":"+C$19","v":"[Settlement A] 5"},{"$f":"+Network!S110/1000","v":0},0,0,{"$f":"\"k\"&Summary!$G$3","v":"k£"},null,{"$f":"(I37-H37)*$D257","v":0},0,0,0,0,0,0,0,0,0,0,0,0,0,0,0,0,0,0,0,0]
[258,{"$f":"+B$20","v":14},{"$f":"+C$20","v":"[Settlement A] 6"},{"$f":"+Network!S111/1000","v":0},0,0,{"$f":"\"k\"&Summary!$G$3","v":"k£"},null,{"$f":"(I38-H38)*$D258","v":0},0,0,0,0,0,0,0,0,0,0,0,0,0,0,0,0,0,0,0,0]
[259,{"$f":"+B$21","v":15},{"$f":"+C$21","v":"[Settlement A] 7"},{"$f":"+Network!S112/1000","v":3484.9355100000002},3484.9355100000002,3276.1794129345208,{"$f":"\"k\"&Summary!$G$3","v":"k£"},null,{"$f":"(I39-H39)*$D259","v":0},1045.4806530000001,1045.4806530000001,1393.9742040000001,0,0,0,0,0,0,0,0,0,0,0,0,0,0,0,0,0]
[260,"Investments in new distribution lines ",null,{"$f":"SUM(D245:D259)","v":3484.9355100000002},{"$f":"+SUM(I260:AC260)","v":3484.9355100000002},3276.1794129345208,{"$f":"\"k\"&Summary!$G$3","v":"k£"},null,{"$f":"SUM(I245:I259)","v":0},1045.4806530000001,1045.4806530000001,1393.9742040000001,0,0,0,0,0,0,0,0,0,0,0,0,0,0,0,0,0]
[261,"","","","","",""]
[262,"New branch lines to new networks"]
[263,"Investment in new branch lines",null,"Maximal","Actual"]
[264,{"$f":"+B$7","v":1},{"$f":"+C$7","v":"[Settlement B] 1"},{"$f":"+Network!T98/1000","v":0},{"$f":"+SUM(I264:AC264)","v":0},{"$f":"I264+NPV(+F$199,J264:AC264)","v":0},{"$f":"\"k\"&Summary!$G$3","v":"k£"},null,{"$f":"(I43-H43)*$D264","v":0},0,0,0,0,0,0,0,0,0,0,0,0,0,0,0,0,0,0,0,0]
[265,{"$f":"+B$8","v":2},{"$f":"+C$8","v":"[Settlement B] 2"},{"$f":"+Network!T99/1000","v":0},0,0,{"$f":"\"k\"&Summary!$G$3","v":"k£"},null,{"$f":"(I44-H44)*$D265","v":0},0,0,0,0,0,0,0,0,0,0,0,0,0,0,0,0,0,0,0,0]
[266,{"$f":"+B$9","v":3},{"$f":"+C$9","v":"[Settlement B] 3"},{"$f":"+Network!T100/1000","v":0},0,0,{"$f":"\"k\"&Summary!$G$3","v":"k£"},null,{"$f":"(I45-H45)*$D266","v":0},0,0,0,0,0,0,0,0,0,0,0,0,0,0,0,0,0,0,0,0]
[267,{"$f":"+B$10","v":4},{"$f":"+C$10","v":"[Settlement B] 4"},{"$f":"+Network!T101/1000","v":0},0,0,{"$f":"\"k\"&Summary!$G$3","v":"k£"},null,{"$f":"(I46-H46)*$D267","v":0},0,0,0,0,0,0,0,0,0,0,0,0,0,0,0,0,0,0,0,0]
[268,{"$f":"+B$11","v":5},{"$f":"+C$11","v":"[Settlement B] 5"},{"$f":"+Network!T102/1000","v":0},0,0,{"$f":"\"k\"&Summary!$G$3","v":"k£"},null,{"$f":"(I47-H47)*$D268","v":0},0,0,0,0,0,0,0,0,0,0,0,0,0,0,0,0,0,0,0,0]
[269,{"$f":"+B$12","v":6},{"$f":"+C$12","v":"[Settlement B] 6"},{"$f":"+Network!T103/1000","v":0},0,0,{"$f":"\"k\"&Summary!$G$3","v":"k£"},null,{"$f":"(I48-H48)*$D269","v":0},0,0,0,0,0,0,0,0,0,0,0,0,0,0,0,0,0,0,0,0]
[270,{"$f":"+B$13","v":7},{"$f":"+C$13","v":"[Settlement B] 7"},{"$f":"+Network!T104/1000","v":0},0,0,{"$f":"\"k\"&Summary!$G$3","v":"k£"},null,{"$f":"(I49-H49)*$D270","v":0},0,0,0,0,0,0,0,0,0,0,0,0,0,0,0,0,0,0,0,0]
[271,{"$f":"+B$14","v":8},{"$f":"+C$14","v":"[Settlement B] 8"},{"$f":"+Network!T105/1000","v":0},0,0,{"$f":"\"k\"&Summary!$G$3","v":"k£"},null,{"$f":"(I50-H50)*$D271","v":0},0,0,0,0,0,0,0,0,0,0,0,0,0,0,0,0,0,0,0,0]
[272,{"$f":"+B$15","v":9},{"$f":"+C$15","v":"[Settlement A] Master"},{"$f":"+Network!T106/1000","v":0},0,0,{"$f":"\"k\"&Summary!$G$3","v":"k£"},null,{"$f":"(I51-H51)*$D272","v":0},0,0,0,0,0,0,0,0,0,0,0,0,0,0,0,0,0,0,0,0]
[273,{"$f":"+B$16","v":10},{"$f":"+C$16","v":"[Settlement A] 2"},{"$f":"+Network!T107/1000","v":0},0,0,{"$f":"\"k\"&Summary!$G$3","v":"k£"},null,{"$f":"(I52-H52)*$D273","v":0},0,0,0,0,0,0,0,0,0,0,0,0,0,0,0,0,0,0,0,0]
[274,{"$f":"+B$17","v":11},{"$f":"+C$17","v":"[Settlement A] 3"},{"$f":"+Network!T108/1000","v":0},0,0,{"$f":"\"k\"&Summary!$G$3","v":"k£"},null,{"$f":"(I53-H53)*$D274","v":0},0,0,0,0,0,0,0,0,0,0,0,0,0,0,0,0,0,0,0,0]
[275,{"$f":"+B$18","v":12},{"$f":"+C$18","v":"[Settlement A] 4"},{"$f":"+Network!T109/1000","v":0},0,0,{"$f":"\"k\"&Summary!$G$3","v":"k£"},null,{"$f":"(I54-H54)*$D275","v":0},0,0,0,0,0,0,0,0,0,0,0,0,0,0,0,0,0,0,0,0]
[276,{"$f":"+B$19","v":13},{"$f":"+C$19","v":"[Settlement A] 5"},{"$f":"+Network!T110/1000","v":0},0,0,{"$f":"\"k\"&Summary!$G$3","v":"k£"},null,{"$f":"(I55-H55)*$D276","v":0},0,0,0,0,0,0,0,0,0,0,0,0,0,0,0,0,0,0,0,0]
[277,{"$f":"+B$20","v":14},{"$f":"+C$20","v":"[Settlement A] 6"},{"$f":"+Network!T111/1000","v":0},0,0,{"$f":"\"k\"&Summary!$G$3","v":"k£"},null,{"$f":"(I56-H56)*$D277","v":0},0,0,0,0,0,0,0,0,0,0,0,0,0,0,0,0,0,0,0,0]
[278,{"$f":"+B$21","v":15},{"$f":"+C$21","v":"[Settlement A] 7"},{"$f":"+Network!T112/1000","v":{"$error":"#DIV/0!"}},{"$error":"#DIV/0!"},{"$error":"#DIV/0!"},{"$f":"\"k\"&Summary!$G$3","v":"k£"},null,{"$f":"(I57-H57)*$D278","v":{"$error":"#DIV/0!"}},{"$error":"#DIV/0!"},{"$error":"#DIV/0!"},{"$error":"#DIV/0!"},{"$error":"#DIV/0!"},{"$error":"#DIV/0!"},{"$error":"#DIV/0!"},{"$error":"#DIV/0!"},{"$error":"#DIV/0!"},{"$error":"#DIV/0!"},{"$error":"#DIV/0!"},{"$error":"#DIV/0!"},{"$error":"#DIV/0!"},{"$error":"#DIV/0!"},{"$error":"#DIV/0!"},{"$error":"#DIV/0!"},{"$error":"#DIV/0!"},{"$error":"#DIV/0!"},{"$error":"#DIV/0!"},{"$error":"#DIV/0!"},{"$error":"#DIV/0!"}]
[279,"Investment in new branch lines",null,{"$f":"SUM(D264:D278)","v":{"$error":"#DIV/0!"}},{"$f":"+SUM(I279:AC279)","v":{"$error":"#DIV/0!"}},{"$error":"#DIV/0!"},{"$f":"\"k\"&Summary!$G$3","v":"k£"},null,{"$f":"SUM(I264:I278)","v":{"$error":"#DIV/0!"}},{"$f":"SUM(J264:J278)","v":{"$error":"#DIV/0!"}},{"$error":"#DIV/0!"},{"$error":"#DIV/0!"},{"$error":"#DIV/0!"},{"$error":"#DIV/0!"},{"$error":"#DIV/0!"},{"$error":"#DIV/0!"},{"$error":"#DIV/0!"},{"$error":"#DIV/0!"},{"$error":"#DIV/0!"},{"$error":"#DIV/0!"},{"$error":"#DIV/0!"},{"$error":"#DIV/0!"},{"$error":"#DIV/0!"},{"$error":"#DIV/0!"},{"$error":"#DIV/0!"},{"$error":"#DIV/0!"},{"$error":"#DIV/0!"},{"$error":"#DIV/0!"},{"$error":"#DIV/0!"}]
[280]
[281,"Total investment in network  ",null,{"$f":"+D260+D279","v":{"$error":"#DIV/0!"}},{"$f":"+E260+E279","v":{"$error":"#DIV/0!"}},{"$f":"I281+NPV(+F$199,J281:AC281)","v":{"$error":"#DIV/0!"}},{"$f":"\"k\"&Summary!$G$3","v":"k£"},null,{"$f":"+I260+I279","v":{"$error":"#DIV/0!"}},{"$error":"#DIV/0!"},{"$error":"#DIV/0!"},{"$error":"#DIV/0!"},{"$error":"#DIV/0!"},{"$error":"#DIV/0!"},{"$error":"#DIV/0!"},{"$error":"#DIV/0!"},{"$error":"#DIV/0!"},{"$error":"#DIV/0!"},{"$error":"#DIV/0!"},{"$error":"#DIV/0!"},{"$error":"#DIV/0!"},{"$error":"#DIV/0!"},{"$error":"#DIV/0!"},{"$error":"#DIV/0!"},{"$error":"#DIV/0!"},{"$error":"#DIV/0!"},{"$error":"#DIV/0!"},{"$error":"#DIV/0!"},{"$error":"#DIV/0!"}]
[282,"Contribution residual value",null,{"$f":"+Summary!J354","v":40},"years",null,null,null,{"$f":"I281*($AC$1-I$1-$D282)/$D282","v":{"$error":"#DIV/0!"}},{"$error":"#DIV/0!"},{"$error":"#DIV/0!"},{"$error":"#DIV/0!"},{"$error":"#DIV/0!"},{"$error":"#DIV/0!"},{"$error":"#DIV/0!"},{"$error":"#DIV/0!"},{"$error":"#DIV/0!"},{"$error":"#DIV/0!"},{"$error":"#DIV/0!"},{"$error":"#DIV/0!"},{"$error":"#DIV/0!"},{"$error":"#DIV/0!"},{"$error":"#DIV/0!"},{"$error":"#DIV/0!"},{"$error":"#DIV/0!"},{"$error":"#DIV/0!"},{"$error":"#DIV/0!"},{"$error":"#DIV/0!"},{"$error":"#DIV/0!"}]
[283,"Residual value network",null,null,null,{"$f":"I283+NPV(+F$199,J283:AC283)","v":{"$error":"#DIV/0!"}},{"$f":"\"k\"&Summary!$G$3","v":"k£"},null,0,0,0,0,0,0,0,0,0,0,0,0,0,0,0,0,0,0,0,0,{"$f":"SUM(I282:AC282)","v":{"$error":"#DIV/0!"}}]
[284,"Total investment in network including resicual value",null,null,null,{"$f":"I284+NPV(+F$199,J284:AC284)","v":{"$error":"#DIV/0!"}},{"$f":"\"k\"&Summary!$G$3","v":"k£"},null,{"$f":"+I281+I283","v":{"$error":"#DIV/0!"}},{"$error":"#DIV/0!"},{"$error":"#DIV/0!"},{"$error":"#DIV/0!"},{"$error":"#DIV/0!"},{"$error":"#DIV/0!"},{"$error":"#DIV/0!"},{"$error":"#DIV/0!"},{"$error":"#DIV/0!"},{"$error":"#DIV/0!"},{"$error":"#DIV/0!"},{"$error":"#DIV/0!"},{"$error":"#DIV/0!"},{"$error":"#DIV/0!"},{"$error":"#DIV/0!"},{"$error":"#DIV/0!"},{"$error":"#DIV/0!"},{"$error":"#DIV/0!"},{"$error":"#DIV/0!"},{"$error":"#DIV/0!"},{"$error":"#DIV/0!"}]
[285]
[{"$f":"+A285+1","v":286},"Accumulated asset value of new network",null,null,null,null,{"$f":"\"k\"&Summary!$G$3","v":"k£"},null,{"$f":"+I284","v":{"$error":"#DIV/0!"}},{"$f":"+I286+J281","v":{"$error":"#DIV/0!"}},{"$f":"+J286+K281","v":{"$error":"#DIV/0!"}},{"$error":"#DIV/0!"},{"$error":"#DIV/0!"},{"$error":"#DIV/0!"},{"$error":"#DIV/0!"},{"$error":"#DIV/0!"},{"$error":"#DIV/0!"},{"$error":"#DIV/0!"},{"$error":"#DIV/0!"},{"$error":"#DIV/0!"},{"$error":"#DIV/0!"},{"$error":"#DIV/0!"},{"$error":"#DIV/0!"},{"$error":"#DIV/0!"},{"$error":"#DIV/0!"},{"$error":"#DIV/0!"},{"$error":"#DIV/0!"},{"$error":"#DIV/0!"},{"$error":"#DIV/0!"}]
[287]
[288,"Operation maintenance of district heating network "]
[289,"Fixed O&M costs network",null,{"$f":"+Summary!G352","v":1.4999999999999999E-2},"of assets",{"$f":"I289+NPV(+F$199,J289:AC289)","v":{"$error":"#DIV/0!"}},{"$f":"\"k\"&Summary!$G$3","v":"k£"},null,{"$f":"+$D289*(I286)","v":{"$error":"#DIV/0!"}},{"$f":"+$D289*(J286)","v":{"$error":"#DIV/0!"}},{"$error":"#DIV/0!"},{"$error":"#DIV/0!"},{"$error":"#DIV/0!"},{"$error":"#DIV/0!"},{"$error":"#DIV/0!"},{"$error":"#DIV/0!"},{"$error":"#DIV/0!"},{"$error":"#DIV/0!"},{"$error":"#DIV/0!"},{"$error":"#DIV/0!"},{"$error":"#DIV/0!"},{"$error":"#DIV/0!"},{"$error":"#DIV/0!"},{"$error":"#DIV/0!"},{"$error":"#DIV/0!"},{"$error":"#DIV/0!"},{"$error":"#DIV/0!"},{"$error":"#DIV/0!"},{"$error":"#DIV/0!"}]
[290,"Variable O&M costs and admin.",null,{"$f":"+Summary!G353","v":2},{"$f":"+Summary!$G$3&\"/\"&Summary!$F$3","v":"£/MWh"},{"$f":"I290+NPV(+F$199,J290:AC290)","v":{"$error":"#DIV/0!"}},{"$f":"\"k\"&Summary!$G$3","v":"k£"},null,{"$f":"+I157*$D290/1000","v":{"$error":"#DIV/0!"}},{"$error":"#DIV/0!"},{"$error":"#DIV/0!"},{"$error":"#DIV/0!"},{"$error":"#DIV/0!"},{"$error":"#DIV/0!"},{"$error":"#DIV/0!"},{"$error":"#DIV/0!"},{"$error":"#DIV/0!"},{"$error":"#DIV/0!"},{"$error":"#DIV/0!"},{"$error":"#DIV/0!"},{"$error":"#DIV/0!"},{"$error":"#DIV/0!"},{"$error":"#DIV/0!"},{"$error":"#DIV/0!"},{"$error":"#DIV/0!"},{"$error":"#DIV/0!"},{"$error":"#DIV/0!"},{"$error":"#DIV/0!"},{"$error":"#DIV/0!"}]
[291,"Total O&M costs of network",null,null,null,{"$f":"I291+NPV(+F$199,J291:AC291)","v":{"$error":"#DIV/0!"}},{"$f":"\"k\"&Summary!$G$3","v":"k£"},null,{"$f":"SUM(I289:I290)","v":{"$error":"#DIV/0!"}},{"$f":"SUM(J289:J290)","v":{"$error":"#DIV/0!"}},{"$error":"#DIV/0!"},{"$error":"#DIV/0!"},{"$error":"#DIV/0!"},{"$error":"#DIV/0!"},{"$error":"#DIV/0!"},{"$error":"#DIV/0!"},{"$error":"#DIV/0!"},{"$error":"#DIV/0!"},{"$error":"#DIV/0!"},{"$error":"#DIV/0!"},{"$error":"#DIV/0!"},{"$error":"#DIV/0!"},{"$error":"#DIV/0!"},{"$error":"#DIV/0!"},{"$error":"#DIV/0!"},{"$error":"#DIV/0!"},{"$error":"#DIV/0!"},{"$error":"#DIV/0!"},{"$error":"#DIV/0!"}]
[292]
[293,"Cost of district heating network",null,null,null,{"$f":"I293+NPV(+F$199,J293:AC293)","v":{"$error":"#DIV/0!"}},{"$f":"\"k\"&Summary!$G$3","v":"k£"},null,{"$f":"+I284+I291","v":{"$error":"#DIV/0!"}},{"$error":"#DIV/0!"},{"$error":"#DIV/0!"},{"$error":"#DIV/0!"},{"$error":"#DIV/0!"},{"$error":"#DIV/0!"},{"$error":"#DIV/0!"},{"$error":"#DIV/0!"},{"$error":"#DIV/0!"},{"$error":"#DIV/0!"},{"$error":"#DIV/0!"},{"$error":"#DIV/0!"},{"$error":"#DIV/0!"},{"$error":"#DIV/0!"},{"$error":"#DIV/0!"},{"$error":"#DIV/0!"},{"$error":"#DIV/0!"},{"$error":"#DIV/0!"},{"$error":"#DIV/0!"},{"$error":"#DIV/0!"},{"$error":"#DIV/0!"}]
[294]
[295,"Total costs of district heating substations"]
[296,"Investment in DH substations",null,"Maximal"]
[297,{"$f":"+B$7","v":1},{"$f":"+C$7","v":"[Settlement B] 1"},{"$f":"Consumers!W9/1000","v":0},{"$f":"+SUM(I297:AC297)","v":0},{"$f":"I297+NPV(+F$199,J297:AC297)","v":0},{"$f":"\"k\"&Summary!$G$3","v":"k£"},null,{"$f":"(I43-H43)*$D297","v":0},0,0,0,0,0,0,0,0,0,0,0,0,0,0,0,0,0,0,0,0]
[298,{"$f":"+B$8","v":2},{"$f":"+C$8","v":"[Settlement B] 2"},{"$f":"Consumers!W10/1000","v":0},0,0,{"$f":"\"k\"&Summary!$G$3","v":"k£"},null,{"$f":"(I44-H44)*$D298","v":0},0,0,0,0,0,0,0,0,0,0,0,0,0,0,0,0,0,0,0,0]
[299,{"$f":"+B$9","v":3},{"$f":"+C$9","v":"[Settlement B] 3"},{"$f":"Consumers!W11/1000","v":0},0,0,{"$f":"\"k\"&Summary!$G$3","v":"k£"},null,{"$f":"(I45-H45)*$D299","v":0},0,0,0,0,0,0,0,0,0,0,0,0,0,0,0,0,0,0,0,0]
[300,{"$f":"+B$10","v":4},{"$f":"+C$10","v":"[Settlement B] 4"},{"$f":"Consumers!W12/1000","v":0},0,0,{"$f":"\"k\"&Summary!$G$3","v":"k£"},null,{"$f":"(I46-H46)*$D300","v":0},0,0,0,0,0,0,0,0,0,0,0,0,0,0,0,0,0,0,0,0]
[301,{"$f":"+B$11","v":5},{"$f":"+C$11","v":"[Settlement B] 5"},{"$f":"Consumers!W13/1000","v":0},0,0,{"$f":"\"k\"&Summary!$G$3","v":"k£"},null,{"$f":"(I47-H47)*$D301","v":0},0,0,0,0,0,0,0,0,0,0,0,0,0,0,0,0,0,0,0,0]
[302,{"$f":"+B$12","v":6},{"$f":"+C$12","v":"[Settlement B] 6"},{"$f":"Consumers!W14/1000","v":0},0,0,{"$f":"\"k\"&Summary!$G$3","v":"k£"},null,{"$f":"(I48-H48)*$D302","v":0},0,0,0,0,0,0,0,0,0,0,0,0,0,0,0,0,0,0,0,0]
[303,{"$f":"+B$13","v":7},{"$f":"+C$13","v":"[Settlement B] 7"},{"$f":"Consumers!W15/1000","v":0},0,0,{"$f":"\"k\"&Summary!$G$3","v":"k£"},null,{"$f":"(I49-H49)*$D303","v":0},0,0,0,0,0,0,0,0,0,0,0,0,0,0,0,0,0,0,0,0]
[304,{"$f":"+B$14","v":8},{"$f":"+C$14","v":"[Settlement B] 8"},{"$f":"Consumers!W16/1000","v":0},0,0,{"$f":"\"k\"&Summary!$G$3","v":"k£"},null,{"$f":"(I50-H50)*$D304","v":0},0,0,0,0,0,0,0,0,0,0,0,0,0,0,0,0,0,0,0,0]
[305,{"$f":"+B$15","v":9},{"$f":"+C$15","v":"[Settlement A] Master"},{"$f":"Consumers!W17/1000","v":0},0,0,{"$f":"\"k\"&Summary!$G$3","v":"k£"},null,{"$f":"(I51-H51)*$D305","v":0},0,0,0,0,0,0,0,0,0,0,0,0,0,0,0,0,0,0,0,0]
[306,{"$f":"+B$16","v":10},{"$f":"+C$16","v":"[Settlement A] 2"},{"$f":"Consumers!W18/1000","v":0},0,0,{"$f":"\"k\"&Summary!$G$3","v":"k£"},null,{"$f":"(I52-H52)*$D306","v":0},0,0,0,0,0,0,0,0,0,0,0,0,0,0,0,0,0,0,0,0]
[307,{"$f":"+B$17","v":11},{"$f":"+C$17","v":"[Settlement A] 3"},{"$f":"Consumers!W19/1000","v":0},0,0,{"$f":"\"k\"&Summary!$G$3","v":"k£"},null,{"$f":"(I53-H53)*$D307","v":0},0,0,0,0,0,0,0,0,0,0,0,0,0,0,0,0,0,0,0,0]
[308,{"$f":"+B$18","v":12},{"$f":"+C$18","v":"[Settlement A] 4"},{"$f":"Consumers!W20/1000","v":0},0,0,{"$f":"\"k\"&Summary!$G$3","v":"k£"},null,{"$f":"(I54-H54)*$D308","v":0},0,0,0,0,0,0,0,0,0,0,0,0,0,0,0,0,0,0,0,0]
[309,{"$f":"+B$19","v":13},{"$f":"+C$19","v":"[Settlement A] 5"},{"$f":"Consumers!W21/1000","v":0},0,0,{"$f":"\"k\"&Summary!$G$3","v":"k£"},null,{"$f":"(I55-H55)*$D309","v":0},0,0,0,0,0,0,0,0,0,0,0,0,0,0,0,0,0,0,0,0]
[310,{"$f":"+B$20","v":14},{"$f":"+C$20","v":"[Settlement A] 6"},{"$f":"Consumers!W22/1000","v":0},0,0,{"$f":"\"k\"&Summary!$G$3","v":"k£"},null,{"$f":"(I56-H56)*$D310","v":0},0,0,0,0,0,0,0,0,0,0,0,0,0,0,0,0,0,0,0,0]
[311,{"$f":"+B$21","v":15},{"$f":"+C$21","v":"[Settlement A] 7"},{"$f":"Consumers!W23/1000","v":{"$error":"#DIV/0!"}},{"$error":"#DIV/0!"},{"$error":"#DIV/0!"},{"$f":"\"k\"&Summary!$G$3","v":"k£"},null,{"$f":"(I57-H57)*$D311","v":{"$error":"#DIV/0!"}},{"$error":"#DIV/0!"},{"$error":"#DIV/0!"},{"$error":"#DIV/0!"},{"$error":"#DIV/0!"},{"$error":"#DIV/0!"},{"$error":"#DIV/0!"},{"$error":"#DIV/0!"},{"$error":"#DIV/0!"},{"$error":"#DIV/0!"},{"$error":"#DIV/0!"},{"$error":"#DIV/0!"},{"$error":"#DIV/0!"},{"$error":"#DIV/0!"},{"$error":"#DIV/0!"},{"$error":"#DIV/0!"},{"$error":"#DIV/0!"},{"$error":"#DIV/0!"},{"$error":"#DIV/0!"},{"$error":"#DIV/0!"},{"$error":"#DIV/0!"}]
[312,"Investments in DH substations",null,{"$f":"SUM(D297:D311)","v":{"$error":"#DIV/0!"}},{"$f":"+SUM(I312:AC312)","v":{"$error":"#DIV/0!"}},{"$error":"#DIV/0!"},{"$f":"\"k\"&Summary!$G$3","v":"k£"},null,{"$f":"SUM(I297:I311)","v":{"$error":"#DIV/0!"}},{"$f":"SUM(J297:J311)","v":{"$error":"#DIV/0!"}},{"$error":"#DIV/0!"},{"$error":"#DIV/0!"},{"$error":"#DIV/0!"},{"$error":"#DIV/0!"},{"$error":"#DIV/0!"},{"$error":"#DIV/0!"},{"$error":"#DIV/0!"},{"$error":"#DIV/0!"},{"$error":"#DIV/0!"},{"$error":"#DIV/0!"},{"$error":"#DIV/0!"},{"$error":"#DIV/0!"},{"$error":"#DIV/0!"},{"$error":"#DIV/0!"},{"$error":"#DIV/0!"},{"$error":"#DIV/0!"},{"$error":"#DIV/0!"},{"$error":"#DIV/0!"},{"$error":"#DIV/0!"}]
[313,"Contribution to residual value",null,{"$f":"+Summary!J385","v":25},{"$f":"+SUM(I313:AC313)","v":{"$error":"#DIV/0!"}},null,{"$f":"\"k\"&Summary!$G$3","v":"k£"},null,{"$f":"I312*($AC$1-I$1-$D313)/$D313","v":{"$error":"#DIV/0!"}},{"$error":"#DIV/0!"},{"$error":"#DIV/0!"},{"$error":"#DIV/0!"},{"$error":"#DIV/0!"},{"$error":"#DIV/0!"},{"$error":"#DIV/0!"},{"$error":"#DIV/0!"},{"$error":"#DIV/0!"},{"$error":"#DIV/0!"},{"$error":"#DIV/0!"},{"$error":"#DIV/0!"},{"$error":"#DIV/0!"},{"$error":"#DIV/0!"},{"$error":"#DIV/0!"},{"$error":"#DIV/0!"},{"$error":"#DIV/0!"},{"$error":"#DIV/0!"},{"$error":"#DIV/0!"},{"$error":"#DIV/0!"},{"$error":"#DIV/0!"}]
[314,"Residual value of DH substations",null,null,null,{"$f":"I314+NPV(+F$199,J314:AC314)","v":{"$error":"#DIV/0!"}},{"$f":"\"k\"&Summary!$G$3","v":"k£"},null,0,0,0,0,0,0,0,0,0,0,0,0,0,0,0,0,0,0,0,0,{"$f":"SUM(I313:AC313)","v":{"$error":"#DIV/0!"}}]
[315,"Investments in district heating substations incl.residual",null,null,null,{"$f":"I315+NPV(+F$199,J315:AC315)","v":{"$error":"#DIV/0!"}},{"$f":"\"k\"&Summary!$G$3","v":"k£"},null,{"$f":"+I312+I314","v":{"$error":"#DIV/0!"}},{"$error":"#DIV/0!"},{"$error":"#DIV/0!"},{"$error":"#DIV/0!"},{"$error":"#DIV/0!"},{"$error":"#DIV/0!"},{"$error":"#DIV/0!"},{"$error":"#DIV/0!"},{"$error":"#DIV/0!"},{"$error":"#DIV/0!"},{"$error":"#DIV/0!"},{"$error":"#DIV/0!"},{"$error":"#DIV/0!"},{"$error":"#DIV/0!"},{"$error":"#DIV/0!"},{"$error":"#DIV/0!"},{"$error":"#DIV/0!"},{"$error":"#DIV/0!"},{"$error":"#DIV/0!"},{"$error":"#DIV/0!"},{"$error":"#DIV/0!"}]
[316]
[317,"O&M of DH new substations",null,"Maximal p.a.","Actual max"]
[318,{"$f":"+B$7","v":1},{"$f":"+C$7","v":"[Settlement B] 1"},{"$f":"Consumers!AV9/1000+Consumers!AW9/1000","v":0},{"$f":"+AC318","v":0},{"$f":"I318+NPV(+F$199,J318:AC318)","v":0},{"$f":"\"k\"&Summary!$G$3","v":"k£"},null,{"$f":"+I43*$D318","v":0},0,0,0,0,0,0,0,0,0,0,0,0,0,0,0,0,0,0,0,0]
[319,{"$f":"+B$8","v":2},{"$f":"+C$8","v":"[Settlement B] 2"},{"$f":"Consumers!AV10/1000+Consumers!AW10/1000","v":0},{"$f":"+AC319","v":0},0,{"$f":"\"k\"&Summary!$G$3","v":"k£"},null,{"$f":"+I44*$D319","v":0},0,0,0,0,0,0,0,0,0,0,0,0,0,0,0,0,0,0,0,0]
[320,{"$f":"+B$9","v":3},{"$f":"+C$9","v":"[Settlement B] 3"},{"$f":"Consumers!AV11/1000+Consumers!AW11/1000","v":0},0,0,{"$f":"\"k\"&Summary!$G$3","v":"k£"},null,{"$f":"+I45*$D320","v":0},0,0,0,0,0,0,0,0,0,0,0,0,0,0,0,0,0,0,0,0]
[321,{"$f":"+B$10","v":4},{"$f":"+C$10","v":"[Settlement B] 4"},{"$f":"Consumers!AV12/1000+Consumers!AW12/1000","v":0},0,0,{"$f":"\"k\"&Summary!$G$3","v":"k£"},null,{"$f":"+I46*$D321","v":0},0,0,0,0,0,0,0,0,0,0,0,0,0,0,0,0,0,0,0,0]
[322,{"$f":"+B$11","v":5},{"$f":"+C$11","v":"[Settlement B] 5"},{"$f":"Consumers!AV13/1000+Consumers!AW13/1000","v":0},0,0,{"$f":"\"k\"&Summary!$G$3","v":"k£"},null,{"$f":"+I47*$D322","v":0},0,0,0,0,0,0,0,0,0,0,0,0,0,0,0,0,0,0,0,0]
[323,{"$f":"+B$12","v":6},{"$f":"+C$12","v":"[Settlement B] 6"},{"$f":"Consumers!AV14/1000+Consumers!AW14/1000","v":0},0,0,{"$f":"\"k\"&Summary!$G$3","v":"k£"},null,{"$f":"+I48*$D323","v":0},0,0,0,0,0,0,0,0,0,0,0,0,0,0,0,0,0,0,0,0]
[324,{"$f":"+B$13","v":7},{"$f":"+C$13","v":"[Settlement B] 7"},{"$f":"Consumers!AV15/1000+Consumers!AW15/1000","v":0},0,0,{"$f":"\"k\"&Summary!$G$3","v":"k£"},null,{"$f":"+I49*$D324","v":0},0,0,0,0,0,0,0,0,0,0,0,0,0,0,0,0,0,0,0,0]
[325,{"$f":"+B$14","v":8},{"$f":"+C$14","v":"[Settlement B] 8"},{"$f":"Consumers!AV16/1000+Consumers!AW16/1000","v":0},0,0,{"$f":"\"k\"&Summary!$G$3","v":"k£"},null,{"$f":"+I50*$D325","v":0},0,0,0,0,0,0,0,0,0,0,0,0,0,0,0,0,0,0,0,0]
[326,{"$f":"+B$15","v":9},{"$f":"+C$15","v":"[Settlement A] Master"},{"$f":"Consumers!AV17/1000+Consumers!AW17/1000","v":0},0,0,{"$f":"\"k\"&Summary!$G$3","v":"k£"},null,{"$f":"+I51*$D326","v":0},0,0,0,0,0,0,0,0,0,0,0,0,0,0,0,0,0,0,0,0]
[327,{"$f":"+B$16","v":10},{"$f":"+C$16","v":"[Settlement A] 2"},{"$f":"Consumers!AV18/1000+Consumers!AW18/1000","v":0},0,0,{"$f":"\"k\"&Summary!$G$3","v":"k£"},null,{"$f":"+I52*$D327","v":0},0,0,0,0,0,0,0,0,0,0,0,0,0,0,0,0,0,0,0,0]
[328,{"$f":"+B$17","v":11},{"$f":"+C$17","v":"[Settlement A] 3"},{"$f":"Consumers!AV19/1000+Consumers!AW19/1000","v":0},0,0,{"$f":"\"k\"&Summary!$G$3","v":"k£"},null,{"$f":"+I53*$D328","v":0},0,0,0,0,0,0,0,0,0,0,0,0,0,0,0,0,0,0,0,0]
[329,{"$f":"+B$18","v":12},{"$f":"+C$18","v":"[Settlement A] 4"},{"$f":"Consumers!AV20/1000+Consumers!AW20/1000","v":0},0,0,{"$f":"\"k\"&Summary!$G$3","v":"k£"},null,{"$f":"+I54*$D329","v":0},0,0,0,0,0,0,0,0,0,0,0,0,0,0,0,0,0,0,0,0]
[330,{"$f":"+B$19","v":13},{"$f":"+C$19","v":"[Settlement A] 5"},{"$f":"Consumers!AV21/1000+Consumers!AW21/1000","v":0},0,0,{"$f":"\"k\"&Summary!$G$3","v":"k£"},null,{"$f":"+I55*$D330","v":0},0,0,0,0,0,0,0,0,0,0,0,0,0,0,0,0,0,0,0,0]
[331,{"$f":"+B$20","v":14},{"$f":"+C$20","v":"[Settlement A] 6"},{"$f":"Consumers!AV22/1000+Consumers!AW22/1000","v":0},0,0,{"$f":"\"k\"&Summary!$G$3","v":"k£"},null,{"$f":"+I56*$D331","v":0},0,0,0,0,0,0,0,0,0,0,0,0,0,0,0,0,0,0,0,0]
[332,{"$f":"+B$21","v":15},{"$f":"+C$21","v":"[Settlement A] 7"},{"$f":"Consumers!AV23/1000+Consumers!AW23/1000","v":19.8},17.82,235.45494627106891,{"$f":"\"k\"&Summary!$G$3","v":"k£"},null,{"$f":"+I57*$D332","v":0},5.94,9.9,11.88,13.86,15.840000000000002,17.82,17.82,17.82,17.82,17.82,17.82,17.82,17.82,17.82,17.82,17.82,17.82,17.82,17.82,17.82]
[333,"O&M of DH subst.",null,{"$f":"SUM(D318:D332)","v":19.8},{"$f":"SUM(E318:E332)","v":17.82},235.45494627106891,{"$f":"\"k\"&Summary!$G$3","v":"k£"},null,{"$f":"SUM(I318:I332)","v":0},{"$f":"SUM(J318:J332)","v":5.94},9.9,11.88,13.86,15.840000000000002,17.82,17.82,17.82,17.82,17.82,17.82,17.82,17.82,17.82,17.82,17.82,17.82,17.82,17.82,17.82]
[334]
[335,"Costs of district heating substations",null,null,null,{"$f":"I335+NPV(+F$199,J335:AC335)","v":{"$error":"#DIV/0!"}},{"$f":"\"k\"&Summary!$G$3","v":"k£"},null,{"$f":"+I315+I333","v":{"$error":"#DIV/0!"}},{"$f":"+J315+J333","v":{"$error":"#DIV/0!"}},{"$error":"#DIV/0!"},{"$error":"#DIV/0!"},{"$error":"#DIV/0!"},{"$error":"#DIV/0!"},{"$error":"#DIV/0!"},{"$error":"#DIV/0!"},{"$error":"#DIV/0!"},{"$error":"#DIV/0!"},{"$error":"#DIV/0!"},{"$error":"#DIV/0!"},{"$error":"#DIV/0!"},{"$error":"#DIV/0!"},{"$error":"#DIV/0!"},{"$error":"#DIV/0!"},{"$error":"#DIV/0!"},{"$error":"#DIV/0!"},{"$error":"#DIV/0!"},{"$error":"#DIV/0!"},{"$error":"#DIV/0!"}]
[336]
[337,"Total costs of district heating"]
[338,{"$f":"+B238","v":"Cost of DH production in DH scenario"},null,null,null,{"$f":"I338+NPV(+F$199,J338:AC338)","v":{"$error":"#DIV/0!"}},{"$f":"\"k\"&Summary!$G$3","v":"k£"},null,{"$f":"+I238","v":{"$error":"#DIV/0!"}},{"$error":"#DIV/0!"},{"$error":"#DIV/0!"},{"$error":"#DIV/0!"},{"$error":"#DIV/0!"},{"$error":"#DIV/0!"},{"$error":"#DIV/0!"},{"$error":"#DIV/0!"},{"$error":"#DIV/0!"},{"$error":"#DIV/0!"},{"$error":"#DIV/0!"},{"$error":"#DIV/0!"},{"$error":"#DIV/0!"},{"$error":"#DIV/0!"},{"$error":"#DIV/0!"},{"$error":"#DIV/0!"},{"$error":"#DIV/0!"},{"$error":"#DIV/0!"},{"$error":"#DIV/0!"},{"$error":"#DIV/0!"},{"$error":"#DIV/0!"}]
[339,{"$f":"+B293","v":"Cost of district heating network"},null,null,null,{"$f":"I339+NPV(+F$199,J339:AC339)","v":{"$error":"#DIV/0!"}},{"$f":"\"k\"&Summary!$G$3","v":"k£"},null,{"$f":"+I293","v":{"$error":"#DIV/0!"}},{"$error":"#DIV/0!"},{"$error":"#DIV/0!"},{"$error":"#DIV/0!"},{"$error":"#DIV/0!"},{"$error":"#DIV/0!"},{"$error":"#DIV/0!"},{"$error":"#DIV/0!"},{"$error":"#DIV/0!"},{"$error":"#DIV/0!"},{"$error":"#DIV/0!"},{"$error":"#DIV/0!"},{"$error":"#DIV/0!"},{"$error":"#DIV/0!"},{"$error":"#DIV/0!"},{"$error":"#DIV/0!"},{"$error":"#DIV/0!"},{"$error":"#DIV/0!"},{"$error":"#DIV/0!"},{"$error":"#DIV/0!"},{"$error":"#DIV/0!"}]
[340,{"$f":"+B335","v":"Costs of district heating substations"},null,null,null,{"$f":"I340+NPV(+F$199,J340:AC340)","v":{"$error":"#DIV/0!"}},{"$f":"\"k\"&Summary!$G$3","v":"k£"},null,{"$f":"+I335","v":{"$error":"#DIV/0!"}},{"$f":"+J335","v":{"$error":"#DIV/0!"}},{"$error":"#DIV/0!"},{"$error":"#DIV/0!"},{"$error":"#DIV/0!"},{"$error":"#DIV/0!"},{"$error":"#DIV/0!"},{"$error":"#DIV/0!"},{"$error":"#DIV/0!"},{"$error":"#DIV/0!"},{"$error":"#DIV/0!"},{"$error":"#DIV/0!"},{"$error":"#DIV/0!"},{"$error":"#DIV/0!"},{"$error":"#DIV/0!"},{"$error":"#DIV/0!"},{"$error":"#DIV/0!"},{"$error":"#DIV/0!"},{"$error":"#DIV/0!"},{"$error":"#DIV/0!"},{"$error":"#DIV/0!"}]
[341,"Total costs of district heating",null,null,null,{"$f":"I341+NPV(+F$199,J341:AC341)","v":{"$error":"#DIV/0!"}},{"$f":"\"k\"&Summary!$G$3","v":"k£"},null,{"$f":"SUM(I338:I340)","v":{"$error":"#DIV/0!"}},{"$f":"SUM(J338:J340)","v":{"$error":"#DIV/0!"}},{"$error":"#DIV/0!"},{"$error":"#DIV/0!"},{"$error":"#DIV/0!"},{"$error":"#DIV/0!"},{"$error":"#DIV/0!"},{"$error":"#DIV/0!"},{"$error":"#DIV/0!"},{"$error":"#DIV/0!"},{"$error":"#DIV/0!"},{"$error":"#DIV/0!"},{"$error":"#DIV/0!"},{"$error":"#DIV/0!"},{"$error":"#DIV/0!"},{"$error":"#DIV/0!"},{"$error":"#DIV/0!"},{"$error":"#DIV/0!"},{"$error":"#DIV/0!"},{"$error":"#DIV/0!"},{"$error":"#DIV/0!"}]
[342,"Average cost at consumers",null,null,null,{"$f":"+F341/F111*1000","v":{"$error":"#DIV/0!"}},{"$f":"Summary!G$3&\"/\"&Summary!F$3","v":"£/MWh"}]
[343]
[344]
[345,"Benefit of district heating compared to individual supply for the local society"]
[346,"Total costs of district heating",null,null,null,{"$f":"I346+NPV(+F$199,J346:AC346)","v":{"$error":"#DIV/0!"}},{"$f":"\"k\"&Summary!$G$3","v":"k£"},null,{"$f":"I341","v":{"$error":"#DIV/0!"}},{"$f":"J341","v":{"$error":"#DIV/0!"}},{"$error":"#DIV/0!"},{"$error":"#DIV/0!"},{"$error":"#DIV/0!"},{"$error":"#DIV/0!"},{"$error":"#DIV/0!"},{"$error":"#DIV/0!"},{"$error":"#DIV/0!"},{"$error":"#DIV/0!"},{"$error":"#DIV/0!"},{"$error":"#DIV/0!"},{"$error":"#DIV/0!"},{"$error":"#DIV/0!"},{"$error":"#DIV/0!"},{"$error":"#DIV/0!"},{"$error":"#DIV/0!"},{"$error":"#DIV/0!"},{"$error":"#DIV/0!"},{"$error":"#DIV/0!"},{"$error":"#DIV/0!"}]
[347,"Total costs of individual supply in base line scenario",null,null,null,{"$f":"I347+NPV(+F$199,J347:AC347)","v":{"$error":"#DIV/0!"}},{"$f":"\"k\"&Summary!$G$3","v":"k£"},null,{"$f":"+Baseline!I212","v":{"$error":"#DIV/0!"}},{"$f":"+Baseline!J212","v":{"$error":"#DIV/0!"}},{"$f":"+Baseline!K212","v":{"$error":"#DIV/0!"}},{"$f":"+Baseline!L212","v":{"$error":"#DIV/0!"}},{"$f":"+Baseline!M212","v":{"$error":"#DIV/0!"}},{"$f":"+Baseline!N212","v":{"$error":"#DIV/0!"}},{"$f":"+Baseline!O212","v":{"$error":"#DIV/0!"}},{"$f":"+Baseline!P212","v":{"$error":"#DIV/0!"}},{"$f":"+Baseline!Q212","v":{"$error":"#DIV/0!"}},{"$f":"+Baseline!R212","v":{"$error":"#DIV/0!"}},{"$f":"+Baseline!S212","v":{"$error":"#DIV/0!"}},{"$f":"+Baseline!T212","v":{"$error":"#DIV/0!"}},{"$f":"+Baseline!U212","v":{"$error":"#DIV/0!"}},{"$f":"+Baseline!V212","v":{"$error":"#DIV/0!"}},{"$f":"+Baseline!W212","v":{"$error":"#DIV/0!"}},{"$f":"+Baseline!X212","v":{"$error":"#DIV/0!"}},{"$f":"+Baseline!Y212","v":{"$error":"#DIV/0!"}},{"$f":"+Baseline!Z212","v":{"$error":"#DIV/0!"}},{"$f":"+Baseline!AA212","v":{"$error":"#DIV/0!"}},{"$f":"+Baseline!AB212","v":{"$error":"#DIV/0!"}},{"$f":"+Baseline!AC212","v":{"$error":"#DIV/0!"}}]
[348,"Cost of baseline minus cost of project",null,null,null,{"$f":"I348+NPV(+F$199,J348:AC348)","v":{"$error":"#DIV/0!"}},{"$f":"\"k\"&Summary!$G$3","v":"k£"},null,{"$f":"+I347-I346","v":{"$error":"#DIV/0!"}},{"$f":"+J347-J346","v":{"$error":"#DIV/0!"}},{"$error":"#DIV/0!"},{"$error":"#DIV/0!"},{"$error":"#DIV/0!"},{"$error":"#DIV/0!"},{"$error":"#DIV/0!"},{"$error":"#DIV/0!"},{"$error":"#DIV/0!"},{"$error":"#DIV/0!"},{"$error":"#DIV/0!"},{"$error":"#DIV/0!"},{"$error":"#DIV/0!"},{"$error":"#DIV/0!"},{"$error":"#DIV/0!"},{"$error":"#DIV/0!"},{"$error":"#DIV/0!"},{"$error":"#DIV/0!"},{"$error":"#DIV/0!"},{"$error":"#DIV/0!"},{"$error":"#DIV/0!"}]
[349,"NPV benefit of the project for the local society",null,null,null,{"$f":"I348+NPV(+F$199,J348:AC348)","v":{"$error":"#DIV/0!"}},{"$f":"\"k\"&Summary!$G$3","v":"k£"}]
[{"$f":"+A349+1","v":350},"IRR of the project for the local society",null,null,null,{"$f":"+IRR(I348:AC348,0.01)","v":{"$error":"#VALUE!"}},"%"]
[351]
[352,"Accumulated NPV benefit",null,"for the local society",null,{"$f":"+SUM(I352:AC352)","v":{"$error":"#DIV/0!"}},{"$f":"\"k\"&Summary!$G$3","v":"k£"},null,{"$f":"+I348*I199","v":{"$error":"#DIV/0!"}},{"$error":"#DIV/0!"},{"$error":"#DIV/0!"},{"$error":"#DIV/0!"},{"$error":"#DIV/0!"},{"$error":"#DIV/0!"},{"$error":"#DIV/0!"},{"$error":"#DIV/0!"},{"$error":"#DIV/0!"},{"$error":"#DIV/0!"},{"$error":"#DIV/0!"},{"$error":"#DIV/0!"},{"$error":"#DIV/0!"},{"$error":"#DIV/0!"},{"$error":"#DIV/0!"},{"$error":"#DIV/0!"},{"$error":"#DIV/0!"},{"$error":"#DIV/0!"},{"$error":"#DIV/0!"},{"$error":"#DIV/0!"},{"$error":"#DIV/0!"}]
[353,null,null,null,null,null,null,null,{"$f":"+I352","v":{"$error":"#DIV/0!"}},{"$f":"+I353+J352","v":{"$error":"#DIV/0!"}},{"$f":"+J353+K352","v":{"$error":"#DIV/0!"}},{"$error":"#DIV/0!"},{"$error":"#DIV/0!"},{"$error":"#DIV/0!"},{"$error":"#DIV/0!"},{"$error":"#DIV/0!"},{"$error":"#DIV/0!"},{"$error":"#DIV/0!"},{"$error":"#DIV/0!"},{"$error":"#DIV/0!"},{"$error":"#DIV/0!"},{"$error":"#DIV/0!"},{"$error":"#DIV/0!"},{"$error":"#DIV/0!"},{"$error":"#DIV/0!"},{"$error":"#DIV/0!"},{"$error":"#DIV/0!"},{"$error":"#DIV/0!"},{"$error":"#DIV/0!"}]
[354,"Economic pay-back time",null,null,null,{"$f":"+SUM(I354:AC354)","v":{"$error":"#DIV/0!"}},"years",null,{"$f":"+IF(I353<0,1,0)","v":{"$error":"#DIV/0!"}},{"$f":"+IF(J353<0,1,0)","v":{"$error":"#DIV/0!"}},{"$f":"+IF(K353<0,1,0)","v":{"$error":"#DIV/0!"}},{"$error":"#DIV/0!"},{"$error":"#DIV/0!"},{"$error":"#DIV/0!"},{"$error":"#DIV/0!"},{"$error":"#DIV/0!"},{"$error":"#DIV/0!"},{"$error":"#DIV/0!"},{"$error":"#DIV/0!"},{"$error":"#DIV/0!"},{"$error":"#DIV/0!"},{"$error":"#DIV/0!"},{"$error":"#DIV/0!"},{"$error":"#DIV/0!"},{"$error":"#DIV/0!"},{"$error":"#DIV/0!"},{"$error":"#DIV/0!"},{"$error":"#DIV/0!"},{"$error":"#DIV/0!"}]
[355]
[356,"Cash flow for all parties involved"]
[357]
[358,{"$f":"+B163","v":"Supplier, large CHP"},null,"Privately owned"]
[359,"Heat capacity available",null,null,null,null,{"$f":"Summary!$E$3","v":"MW"},null,{"$f":"+I163","v":0},0,0,0,0,0,0,0,0,0,0,0,0,0,0,0,0,0,0,0,0]
[360,"Heat production",null,null,null,{"$f":"I360+NPV(+F$199,J360:AC360)","v":{"$error":"#DIV/0!"}},{"$f":"Summary!$F$3&\"/a\"","v":"MWh/a"},null,{"$f":"+I181","v":{"$error":"#DIV/0!"}},{"$error":"#DIV/0!"},{"$error":"#DIV/0!"},{"$error":"#DIV/0!"},{"$error":"#DIV/0!"},{"$error":"#DIV/0!"},{"$error":"#DIV/0!"},{"$error":"#DIV/0!"},{"$error":"#DIV/0!"},{"$error":"#DIV/0!"},{"$error":"#DIV/0!"},{"$error":"#DIV/0!"},{"$error":"#DIV/0!"},{"$error":"#DIV/0!"},{"$error":"#DIV/0!"},{"$error":"#DIV/0!"},{"$error":"#DIV/0!"},{"$error":"#DIV/0!"},{"$error":"#DIV/0!"},{"$error":"#DIV/0!"},{"$error":"#DIV/0!"}]
[361,"Heat sale",null,null,null,{"$error":"#DIV/0!"},{"$f":"Summary!$F$3&\"/a\"","v":"MWh/a"},null,{"$f":"+I181","v":{"$error":"#DIV/0!"}},{"$error":"#DIV/0!"},{"$error":"#DIV/0!"},{"$error":"#DIV/0!"},{"$error":"#DIV/0!"},{"$error":"#DIV/0!"},{"$error":"#DIV/0!"},{"$error":"#DIV/0!"},{"$error":"#DIV/0!"},{"$error":"#DIV/0!"},{"$error":"#DIV/0!"},{"$error":"#DIV/0!"},{"$error":"#DIV/0!"},{"$error":"#DIV/0!"},{"$error":"#DIV/0!"},{"$error":"#DIV/0!"},{"$error":"#DIV/0!"},{"$error":"#DIV/0!"},{"$error":"#DIV/0!"},{"$error":"#DIV/0!"},{"$error":"#DIV/0!"}]
[362,"Revenues for sale of capacity",null,{"$f":"+Summary!J290","v":65},{"$f":"+Summary!$G$3&\"/\"&Summary!$E$3","v":"£/MW"},0,{"$f":"\"k\"&Summary!$G$3","v":"k£"},null,{"$f":"+$D362*I359/1000","v":0},{"$f":"+$D362*J359/1000","v":0},0,0,0,0,0,0,0,0,0,0,0,0,0,0,0,0,0,0,0]
[363,"Revenues for sale of heat",null,{"$f":"+Summary!J291","v":16},{"$f":"+Summary!$G$3&\"/\"&Summary!$F$3","v":"£/MWh"},{"$error":"#DIV/0!"},{"$f":"\"k\"&Summary!$G$3","v":"k£"},null,{"$f":"I361*$D363/1000","v":{"$error":"#DIV/0!"}},{"$f":"J361*$D363/1000","v":{"$error":"#DIV/0!"}},{"$error":"#DIV/0!"},{"$error":"#DIV/0!"},{"$error":"#DIV/0!"},{"$error":"#DIV/0!"},{"$error":"#DIV/0!"},{"$error":"#DIV/0!"},{"$error":"#DIV/0!"},{"$error":"#DIV/0!"},{"$error":"#DIV/0!"},{"$error":"#DIV/0!"},{"$error":"#DIV/0!"},{"$error":"#DIV/0!"},{"$error":"#DIV/0!"},{"$error":"#DIV/0!"},{"$error":"#DIV/0!"},{"$error":"#DIV/0!"},{"$error":"#DIV/0!"},{"$error":"#DIV/0!"},{"$error":"#DIV/0!"}]
[364,"Investmens",null,null,null,0,{"$f":"\"k\"&Summary!$G$3","v":"k£"},null,{"$f":"-I201","v":0},0,0,0,0,0,0,0,0,0,0,0,0,0,0,0,0,0,0,0,0]
[365,"Energy costs",null,{"$f":"+Summary!J288","v":5.294117647058826},{"$f":"+Summary!$G$3&\"/\"&Summary!$F$3","v":"£/MWh"},{"$error":"#DIV/0!"},{"$f":"\"k\"&Summary!$G$3","v":"k£"},null,{"$f":"-I212","v":{"$error":"#DIV/0!"}},{"$error":"#DIV/0!"},{"$error":"#DIV/0!"},{"$error":"#DIV/0!"},{"$error":"#DIV/0!"},{"$error":"#DIV/0!"},{"$error":"#DIV/0!"},{"$error":"#DIV/0!"},{"$error":"#DIV/0!"},{"$error":"#DIV/0!"},{"$error":"#DIV/0!"},{"$error":"#DIV/0!"},{"$error":"#DIV/0!"},{"$error":"#DIV/0!"},{"$error":"#DIV/0!"},{"$error":"#DIV/0!"},{"$error":"#DIV/0!"},{"$error":"#DIV/0!"},{"$error":"#DIV/0!"},{"$error":"#DIV/0!"},{"$error":"#DIV/0!"}]
[366,"O&M costs",null,null,null,0,{"$f":"\"k\"&Summary!$G$3","v":"k£"},null,{"$f":"-I230","v":0},0,0,0,0,0,0,0,0,0,0,0,0,0,0,0,0,0,0,0,0]
[367,"Net cash flow",null,null,null,{"$error":"#DIV/0!"},{"$f":"\"k\"&Summary!$G$3","v":"k£"},null,{"$f":"SUM(I362:I366)","v":{"$error":"#DIV/0!"}},{"$f":"SUM(J362:J366)","v":{"$error":"#DIV/0!"}},{"$error":"#DIV/0!"},{"$error":"#DIV/0!"},{"$error":"#DIV/0!"},{"$error":"#DIV/0!"},{"$error":"#DIV/0!"},{"$error":"#DIV/0!"},{"$error":"#DIV/0!"},{"$error":"#DIV/0!"},{"$error":"#DIV/0!"},{"$error":"#DIV/0!"},{"$error":"#DIV/0!"},{"$error":"#DIV/0!"},{"$error":"#DIV/0!"},{"$error":"#DIV/0!"},{"$error":"#DIV/0!"},{"$error":"#DIV/0!"},{"$error":"#DIV/0!"},{"$error":"#DIV/0!"},{"$error":"#DIV/0!"}]
[368,"Net present value ",null,{"$f":"+F199","v":0.03},null,{"$f":"I367+NPV(+F$199,J367:AC367)","v":{"$error":"#DIV/0!"}},{"$f":"\"k\"&Summary!$G$3","v":"k£"}]
[369,"Internal rate of return",null,{"$f":"+IRR(I367:AC367,0.05)","v":{"$error":"#VALUE!"}}]
[370]
[371,{"$f":"+B164","v":"Supplier, Surplus heat"},null,"Privately owned"]
[372,"Heat capacity available",null,null,null,null,{"$f":"Summary!$E$3","v":"MW"},null,{"$f":"+I164","v":0},1,1,1,1,1,1,1,1,1,1,1,1,1,1,1,1,1,1,1,1]
[373,"Heat production",null,null,null,{"$f":"I373+NPV(+F$199,J373:AC373)","v":{"$error":"#DIV/0!"}},{"$f":"Summary!$F$3&\"/a\"","v":"MWh/a"},null,{"$f":"+I182","v":{"$error":"#DIV/0!"}},{"$error":"#DIV/0!"},{"$error":"#DIV/0!"},{"$error":"#DIV/0!"},{"$error":"#DIV/0!"},{"$error":"#DIV/0!"},{"$error":"#DIV/0!"},{"$error":"#DIV/0!"},{"$error":"#DIV/0!"},{"$error":"#DIV/0!"},{"$error":"#DIV/0!"},{"$error":"#DIV/0!"},{"$error":"#DIV/0!"},{"$error":"#DIV/0!"},{"$error":"#DIV/0!"},{"$error":"#DIV/0!"},{"$error":"#DIV/0!"},{"$error":"#DIV/0!"},{"$error":"#DIV/0!"},{"$error":"#DIV/0!"},{"$error":"#DIV/0!"}]
[374,"Heat sale",null,null,null,{"$error":"#DIV/0!"},{"$f":"Summary!$F$3&\"/a\"","v":"MWh/a"},null,{"$f":"+I182","v":{"$error":"#DIV/0!"}},{"$error":"#DIV/0!"},{"$error":"#DIV/0!"},{"$error":"#DIV/0!"},{"$error":"#DIV/0!"},{"$error":"#DIV/0!"},{"$error":"#DIV/0!"},{"$error":"#DIV/0!"},{"$error":"#DIV/0!"},{"$error":"#DIV/0!"},{"$error":"#DIV/0!"},{"$error":"#DIV/0!"},{"$error":"#DIV/0!"},{"$error":"#DIV/0!"},{"$error":"#DIV/0!"},{"$error":"#DIV/0!"},{"$error":"#DIV/0!"},{"$error":"#DIV/0!"},{"$error":"#DIV/0!"},{"$error":"#DIV/0!"},{"$error":"#DIV/0!"}]
[375,"Revenues for sale of capacity",null,{"$f":"+Summary!J298","v":10},{"$f":"+Summary!$G$3&\"/\"&Summary!$E$3","v":"£/MW"},0.14877474860455503,{"$f":"\"k\"&Summary!$G$3","v":"k£"},null,{"$f":"+$D375*I372/1000","v":0},{"$f":"+$D375*J372/1000","v":0.01},0.01,0.01,0.01,0.01,0.01,0.01,0.01,0.01,0.01,0.01,0.01,0.01,0.01,0.01,0.01,0.01,0.01,0.01,0.01]
[376,"Revenues for sale of heat",null,{"$f":"+Summary!J299","v":10},{"$f":"+Summary!$G$3&\"/\"&Summary!$F$3","v":"£/MWh"},{"$error":"#DIV/0!"},{"$f":"\"k\"&Summary!$G$3","v":"k£"},null,{"$f":"I374*$D376/1000","v":{"$error":"#DIV/0!"}},{"$f":"J374*$D376/1000","v":{"$error":"#DIV/0!"}},{"$error":"#DIV/0!"},{"$error":"#DIV/0!"},{"$error":"#DIV/0!"},{"$error":"#DIV/0!"},{"$error":"#DIV/0!"},{"$error":"#DIV/0!"},{"$error":"#DIV/0!"},{"$error":"#DIV/0!"},{"$error":"#DIV/0!"},{"$error":"#DIV/0!"},{"$error":"#DIV/0!"},{"$error":"#DIV/0!"},{"$error":"#DIV/0!"},{"$error":"#DIV/0!"},{"$error":"#DIV/0!"},{"$error":"#DIV/0!"},{"$error":"#DIV/0!"},{"$error":"#DIV/0!"},{"$error":"#DIV/0!"}]
[377,"Investments",null,null,null,-97.087378640776691,{"$f":"\"k\"&Summary!$G$3","v":"k£"},null,{"$f":"-I202","v":0},-100,0,0,0,0,0,0,0,0,0,0,0,0,0,0,0,0,0,0,0]
[378,"Energy costs",null,{"$f":"+Summary!J296","v":2},{"$f":"+Summary!$G$3&\"/\"&Summary!$F$3","v":"£/MWh"},{"$error":"#DIV/0!"},{"$f":"\"k\"&Summary!$G$3","v":"k£"},null,{"$f":"-I213","v":{"$error":"#DIV/0!"}},{"$error":"#DIV/0!"},{"$error":"#DIV/0!"},{"$error":"#DIV/0!"},{"$error":"#DIV/0!"},{"$error":"#DIV/0!"},{"$error":"#DIV/0!"},{"$error":"#DIV/0!"},{"$error":"#DIV/0!"},{"$error":"#DIV/0!"},{"$error":"#DIV/0!"},{"$error":"#DIV/0!"},{"$error":"#DIV/0!"},{"$error":"#DIV/0!"},{"$error":"#DIV/0!"},{"$error":"#DIV/0!"},{"$error":"#DIV/0!"},{"$error":"#DIV/0!"},{"$error":"#DIV/0!"},{"$error":"#DIV/0!"},{"$error":"#DIV/0!"}]
[379,"O&M costs",null,null,null,-14.877474860455504,{"$f":"\"k\"&Summary!$G$3","v":"k£"},null,{"$f":"-I231","v":0},-1,-1,-1,-1,-1,-1,-1,-1,-1,-1,-1,-1,-1,-1,-1,-1,-1,-1,-1,-1]
[380,"Net cash flow",null,null,null,{"$error":"#DIV/0!"},{"$f":"\"k\"&Summary!$G$3","v":"k£"},null,{"$f":"SUM(I375:I379)","v":{"$error":"#DIV/0!"}},{"$f":"SUM(J375:J379)","v":{"$error":"#DIV/0!"}},{"$error":"#DIV/0!"},{"$error":"#DIV/0!"},{"$error":"#DIV/0!"},{"$error":"#DIV/0!"},{"$error":"#DIV/0!"},{"$error":"#DIV/0!"},{"$error":"#DIV/0!"},{"$error":"#DIV/0!"},{"$error":"#DIV/0!"},{"$error":"#DIV/0!"},{"$error":"#DIV/0!"},{"$error":"#DIV/0!"},{"$error":"#DIV/0!"},{"$error":"#DIV/0!"},{"$error":"#DIV/0!"},{"$error":"#DIV/0!"},{"$error":"#DIV/0!"},{"$error":"#DIV/0!"},{"$error":"#DIV/0!"}]
[381,"Net present value ",null,{"$f":"+F199","v":0.03},null,{"$f":"I380+NPV(+F$199,J380:AC380)","v":{"$error":"#DIV/0!"}},{"$f":"\"k\"&Summary!$G$3","v":"k£"}]
[382,"Internal rate of return",null,{"$f":"+IRR(I380:AC380,0.05)","v":{"$error":"#VALUE!"}}]
[383]
[384,"District heating company, cash flow, revenues and costs"]
[385,"Purchase of heat from",null,{"$f":"+B358","v":"Supplier, large CHP"},null,{"$f":"I385+NPV(+F$199,J385:AC385)","v":{"$error":"#DIV/0!"}},{"$f":"Summary!$F$3&\"/a\"","v":"MWh/a"},null,{"$f":"+I361","v":{"$error":"#DIV/0!"}},{"$f":"+J361","v":{"$error":"#DIV/0!"}},{"$f":"+K361","v":{"$error":"#DIV/0!"}},{"$error":"#DIV/0!"},{"$error":"#DIV/0!"},{"$error":"#DIV/0!"},{"$error":"#DIV/0!"},{"$error":"#DIV/0!"},{"$error":"#DIV/0!"},{"$error":"#DIV/0!"},{"$error":"#DIV/0!"},{"$error":"#DIV/0!"},{"$error":"#DIV/0!"},{"$error":"#DIV/0!"},{"$error":"#DIV/0!"},{"$error":"#DIV/0!"},{"$error":"#DIV/0!"},{"$error":"#DIV/0!"},{"$error":"#DIV/0!"},{"$error":"#DIV/0!"},{"$error":"#DIV/0!"}]
[386,"Purchase of heat from",null,{"$f":"+B371","v":"Supplier, Surplus heat"},null,{"$error":"#DIV/0!"},{"$f":"Summary!$F$3&\"/a\"","v":"MWh/a"},null,{"$f":"+I374","v":{"$error":"#DIV/0!"}},{"$f":"+J374","v":{"$error":"#DIV/0!"}},{"$error":"#DIV/0!"},{"$error":"#DIV/0!"},{"$error":"#DIV/0!"},{"$error":"#DIV/0!"},{"$error":"#DIV/0!"},{"$error":"#DIV/0!"},{"$error":"#DIV/0!"},{"$error":"#DIV/0!"},{"$error":"#DIV/0!"},{"$error":"#DIV/0!"},{"$error":"#DIV/0!"},{"$error":"#DIV/0!"},{"$error":"#DIV/0!"},{"$error":"#DIV/0!"},{"$error":"#DIV/0!"},{"$error":"#DIV/0!"},{"$error":"#DIV/0!"},{"$error":"#DIV/0!"},{"$error":"#DIV/0!"}]
[387,"Own production",null,{"$f":"+B203","v":"Gas CHP"},null,{"$error":"#DIV/0!"},{"$f":"Summary!$F$3&\"/a\"","v":"MWh/a"},null,{"$f":"+I183","v":{"$error":"#DIV/0!"}},{"$error":"#DIV/0!"},{"$error":"#DIV/0!"},{"$error":"#DIV/0!"},{"$error":"#DIV/0!"},{"$error":"#DIV/0!"},{"$error":"#DIV/0!"},{"$error":"#DIV/0!"},{"$error":"#DIV/0!"},{"$error":"#DIV/0!"},{"$error":"#DIV/0!"},{"$error":"#DIV/0!"},{"$error":"#DIV/0!"},{"$error":"#DIV/0!"},{"$error":"#DIV/0!"},{"$error":"#DIV/0!"},{"$error":"#DIV/0!"},{"$error":"#DIV/0!"},{"$error":"#DIV/0!"},{"$error":"#DIV/0!"},{"$error":"#DIV/0!"}]
[388,"Own production",null,{"$f":"+B204","v":"Biomass boiler"},null,{"$error":"#DIV/0!"},{"$f":"Summary!$F$3&\"/a\"","v":"MWh/a"},null,{"$f":"+I184","v":{"$error":"#DIV/0!"}},{"$error":"#DIV/0!"},{"$error":"#DIV/0!"},{"$error":"#DIV/0!"},{"$error":"#DIV/0!"},{"$error":"#DIV/0!"},{"$error":"#DIV/0!"},{"$error":"#DIV/0!"},{"$error":"#DIV/0!"},{"$error":"#DIV/0!"},{"$error":"#DIV/0!"},{"$error":"#DIV/0!"},{"$error":"#DIV/0!"},{"$error":"#DIV/0!"},{"$error":"#DIV/0!"},{"$error":"#DIV/0!"},{"$error":"#DIV/0!"},{"$error":"#DIV/0!"},{"$error":"#DIV/0!"},{"$error":"#DIV/0!"},{"$error":"#DIV/0!"}]
[389,"Own production",null,{"$f":"+B205","v":"Large heat pump"},null,{"$error":"#DIV/0!"},{"$f":"Summary!$F$3&\"/a\"","v":"MWh/a"},null,{"$f":"+I185","v":{"$error":"#DIV/0!"}},{"$error":"#DIV/0!"},{"$error":"#DIV/0!"},{"$error":"#DIV/0!"},{"$error":"#DIV/0!"},{"$error":"#DIV/0!"},{"$error":"#DIV/0!"},{"$error":"#DIV/0!"},{"$error":"#DIV/0!"},{"$error":"#DIV/0!"},{"$error":"#DIV/0!"},{"$error":"#DIV/0!"},{"$error":"#DIV/0!"},{"$error":"#DIV/0!"},{"$error":"#DIV/0!"},{"$error":"#DIV/0!"},{"$error":"#DIV/0!"},{"$error":"#DIV/0!"},{"$error":"#DIV/0!"},{"$error":"#DIV/0!"},{"$error":"#DIV/0!"}]
[390,"Own production",null,{"$f":"+B206","v":"Peak boiler"},null,{"$error":"#DIV/0!"},{"$f":"Summary!$F$3&\"/a\"","v":"MWh/a"},null,{"$f":"+I186","v":{"$error":"#DIV/0!"}},{"$error":"#DIV/0!"},{"$error":"#DIV/0!"},{"$error":"#DIV/0!"},{"$error":"#DIV/0!"},{"$error":"#DIV/0!"},{"$error":"#DIV/0!"},{"$error":"#DIV/0!"},{"$error":"#DIV/0!"},{"$error":"#DIV/0!"},{"$error":"#DIV/0!"},{"$error":"#DIV/0!"},{"$error":"#DIV/0!"},{"$error":"#DIV/0!"},{"$error":"#DIV/0!"},{"$error":"#DIV/0!"},{"$error":"#DIV/0!"},{"$error":"#DIV/0!"},{"$error":"#DIV/0!"},{"$error":"#DIV/0!"},{"$error":"#DIV/0!"}]
[391,"Total production",null,"to the network",null,{"$error":"#DIV/0!"},{"$f":"Summary!$F$3&\"/a\"","v":"MWh/a"},null,{"$f":"SUM(I385:I390)","v":{"$error":"#DIV/0!"}},{"$f":"SUM(J385:J390)","v":{"$error":"#DIV/0!"}},{"$error":"#DIV/0!"},{"$error":"#DIV/0!"},{"$error":"#DIV/0!"},{"$error":"#DIV/0!"},{"$error":"#DIV/0!"},{"$error":"#DIV/0!"},{"$error":"#DIV/0!"},{"$error":"#DIV/0!"},{"$error":"#DIV/0!"},{"$error":"#DIV/0!"},{"$error":"#DIV/0!"},{"$error":"#DIV/0!"},{"$error":"#DIV/0!"},{"$error":"#DIV/0!"},{"$error":"#DIV/0!"},{"$error":"#DIV/0!"},{"$error":"#DIV/0!"},{"$error":"#DIV/0!"},{"$error":"#DIV/0!"}]
[392]
[393,"Total connected capacity",null,null,null,"",{"$f":"Summary!$E$3","v":"MW"},null,{"$f":"+I93","v":{"$error":"#DIV/0!"}},{"$error":"#DIV/0!"},{"$error":"#DIV/0!"},{"$error":"#DIV/0!"},{"$error":"#DIV/0!"},{"$error":"#DIV/0!"},{"$error":"#DIV/0!"},{"$error":"#DIV/0!"},{"$error":"#DIV/0!"},{"$error":"#DIV/0!"},{"$error":"#DIV/0!"},{"$error":"#DIV/0!"},{"$error":"#DIV/0!"},{"$error":"#DIV/0!"},{"$error":"#DIV/0!"},{"$error":"#DIV/0!"},{"$error":"#DIV/0!"},{"$error":"#DIV/0!"},{"$error":"#DIV/0!"},{"$error":"#DIV/0!"},{"$error":"#DIV/0!"}]
[394,{"$f":"+B111","v":"Total sale to DH consumers "},null,null,null,{"$f":"I394+NPV(+F$199,J394:AC394)","v":0},{"$f":"Summary!$F$3&\"/a\"","v":"MWh/a"},null,{"$f":"+I111","v":0},0,0,0,0,0,0,0,0,0,0,0,0,0,0,0,0,0,0,0,0]
[395,"Heat network efficiency",null,null,null,null,null,null,{"$f":"+IF(I391=0,0,I394/I391)","v":{"$error":"#DIV/0!"}},{"$f":"+IF(J391=0,0,J394/J391)","v":{"$error":"#DIV/0!"}},{"$error":"#DIV/0!"},{"$error":"#DIV/0!"},{"$error":"#DIV/0!"},{"$error":"#DIV/0!"},{"$error":"#DIV/0!"},{"$error":"#DIV/0!"},{"$error":"#DIV/0!"},{"$error":"#DIV/0!"},{"$error":"#DIV/0!"},{"$error":"#DIV/0!"},{"$error":"#DIV/0!"},{"$error":"#DIV/0!"},{"$error":"#DIV/0!"},{"$error":"#DIV/0!"},{"$error":"#DIV/0!"},{"$error":"#DIV/0!"},{"$error":"#DIV/0!"},{"$error":"#DIV/0!"},{"$error":"#DIV/0!"}]
[396]
[397,"Connection fee"]
[398,{"$f":"+B$7","v":1},{"$f":"+C$7","v":"[Settlement B] 1"},{"$f":"Consumers!V9/1000","v":0},{"$f":"+SUM(I398:AC398)","v":0},{"$f":"I398+NPV(+F$199,J398:AC398)","v":0},{"$f":"\"k\"&Summary!$G$3","v":"k£"},null,{"$f":"(I43-H43)*$D398","v":0},0,0,0,0,0,0,0,0,0,0,0,0,0,0,0,0,0,0,0,0]
[399,{"$f":"+B$8","v":2},{"$f":"+C$8","v":"[Settlement B] 2"},{"$f":"Consumers!V10/1000","v":0},{"$f":"+SUM(I399:AC399)","v":0},0,{"$f":"\"k\"&Summary!$G$3","v":"k£"},null,{"$f":"(I44-H44)*$D399","v":0},0,0,0,0,0,0,0,0,0,0,0,0,0,0,0,0,0,0,0,0]
[400,{"$f":"+B$9","v":3},{"$f":"+C$9","v":"[Settlement B] 3"},{"$f":"Consumers!V11/1000","v":0},{"$f":"+SUM(I400:AC400)","v":0},0,{"$f":"\"k\"&Summary!$G$3","v":"k£"},null,{"$f":"(I45-H45)*$D400","v":0},0,0,0,0,0,0,0,0,0,0,0,0,0,0,0,0,0,0,0,0]
[401,{"$f":"+B$10","v":4},{"$f":"+C$10","v":"[Settlement B] 4"},{"$f":"Consumers!V12/1000","v":0},0,0,{"$f":"\"k\"&Summary!$G$3","v":"k£"},null,{"$f":"(I46-H46)*$D401","v":0},0,0,0,0,0,0,0,0,0,0,0,0,0,0,0,0,0,0,0,0]
[402,{"$f":"+B$11","v":5},{"$f":"+C$11","v":"[Settlement B] 5"},{"$f":"Consumers!V13/1000","v":0},0,0,{"$f":"\"k\"&Summary!$G$3","v":"k£"},null,{"$f":"(I47-H47)*$D402","v":0},0,0,0,0,0,0,0,0,0,0,0,0,0,0,0,0,0,0,0,0]
[403,{"$f":"+B$12","v":6},{"$f":"+C$12","v":"[Settlement B] 6"},{"$f":"Consumers!V14/1000","v":0},0,0,{"$f":"\"k\"&Summary!$G$3","v":"k£"},null,{"$f":"(I48-H48)*$D403","v":0},0,0,0,0,0,0,0,0,0,0,0,0,0,0,0,0,0,0,0,0]
[404,{"$f":"+B$13","v":7},{"$f":"+C$13","v":"[Settlement B] 7"},{"$f":"Consumers!V15/1000","v":0},0,0,{"$f":"\"k\"&Summary!$G$3","v":"k£"},null,{"$f":"(I49-H49)*$D404","v":0},0,0,0,0,0,0,0,0,0,0,0,0,0,0,0,0,0,0,0,0]
[405,{"$f":"+B$14","v":8},{"$f":"+C$14","v":"[Settlement B] 8"},{"$f":"Consumers!V16/1000","v":0},0,0,{"$f":"\"k\"&Summary!$G$3","v":"k£"},null,{"$f":"(I50-H50)*$D405","v":0},0,0,0,0,0,0,0,0,0,0,0,0,0,0,0,0,0,0,0,0]
[406,{"$f":"+B$15","v":9},{"$f":"+C$15","v":"[Settlement A] Master"},{"$f":"Consumers!V17/1000","v":0},0,0,{"$f":"\"k\"&Summary!$G$3","v":"k£"},null,{"$f":"(I51-H51)*$D406","v":0},0,0,0,0,0,0,0,0,0,0,0,0,0,0,0,0,0,0,0,0]
[407,{"$f":"+B$16","v":10},{"$f":"+C$16","v":"[Settlement A] 2"},{"$f":"Consumers!V18/1000","v":0},0,0,{"$f":"\"k\"&Summary!$G$3","v":"k£"},null,{"$f":"(I52-H52)*$D407","v":0},0,0,0,0,0,0,0,0,0,0,0,0,0,0,0,0,0,0,0,0]
[408,{"$f":"+B$17","v":11},{"$f":"+C$17","v":"[Settlement A] 3"},{"$f":"Consumers!V19/1000","v":0},0,0,{"$f":"\"k\"&Summary!$G$3","v":"k£"},null,{"$f":"(I53-H53)*$D408","v":0},0,0,0,0,0,0,0,0,0,0,0,0,0,0,0,0,0,0,0,0]
[409,{"$f":"+B$18","v":12},{"$f":"+C$18","v":"[Settlement A] 4"},{"$f":"Consumers!V20/1000","v":0},0,0,{"$f":"\"k\"&Summary!$G$3","v":"k£"},null,{"$f":"(I54-H54)*$D409","v":0},0,0,0,0,0,0,0,0,0,0,0,0,0,0,0,0,0,0,0,0]
[410,{"$f":"+B$19","v":13},{"$f":"+C$19","v":"[Settlement A] 5"},{"$f":"Consumers!V21/1000","v":0},0,0,{"$f":"\"k\"&Summary!$G$3","v":"k£"},null,{"$f":"(I55-H55)*$D410","v":0},0,0,0,0,0,0,0,0,0,0,0,0,0,0,0,0,0,0,0,0]
[411,{"$f":"+B$20","v":14},{"$f":"+C$20","v":"[Settlement A] 6"},{"$f":"Consumers!V22/1000","v":0},0,0,{"$f":"\"k\"&Summary!$G$3","v":"k£"},null,{"$f":"(I56-H56)*$D411","v":0},0,0,0,0,0,0,0,0,0,0,0,0,0,0,0,0,0,0,0,0]
[412,{"$f":"+B$21","v":15},{"$f":"+C$21","v":"[Settlement A] 7"},{"$f":"Consumers!V23/1000","v":{"$error":"#DIV/0!"}},{"$error":"#DIV/0!"},{"$error":"#DIV/0!"},{"$f":"\"k\"&Summary!$G$3","v":"k£"},null,{"$f":"(I57-H57)*$D412","v":{"$error":"#DIV/0!"}},{"$error":"#DIV/0!"},{"$error":"#DIV/0!"},{"$error":"#DIV/0!"},{"$error":"#DIV/0!"},{"$error":"#DIV/0!"},{"$error":"#DIV/0!"},{"$error":"#DIV/0!"},{"$error":"#DIV/0!"},{"$error":"#DIV/0!"},{"$error":"#DIV/0!"},{"$error":"#DIV/0!"},{"$error":"#DIV/0!"},{"$error":"#DIV/0!"},{"$error":"#DIV/0!"},{"$error":"#DIV/0!"},{"$error":"#DIV/0!"},{"$error":"#DIV/0!"},{"$error":"#DIV/0!"},{"$error":"#DIV/0!"},{"$error":"#DIV/0!"}]
[413,"Connection fee",null,{"$f":"SUM(D398:D412)","v":{"$error":"#DIV/0!"}},null,{"$error":"#DIV/0!"},{"$f":"\"k\"&Summary!$G$3","v":"k£"},null,{"$f":"SUM(I398:I412)","v":{"$error":"#DIV/0!"}},{"$f":"SUM(J398:J412)","v":{"$error":"#DIV/0!"}},{"$error":"#DIV/0!"},{"$error":"#DIV/0!"},{"$error":"#DIV/0!"},{"$error":"#DIV/0!"},{"$error":"#DIV/0!"},{"$error":"#DIV/0!"},{"$error":"#DIV/0!"},{"$error":"#DIV/0!"},{"$error":"#DIV/0!"},{"$error":"#DIV/0!"},{"$error":"#DIV/0!"},{"$error":"#DIV/0!"},{"$error":"#DIV/0!"},{"$error":"#DIV/0!"},{"$error":"#DIV/0!"},{"$error":"#DIV/0!"},{"$error":"#DIV/0!"},{"$error":"#DIV/0!"},{"$error":"#DIV/0!"}]
[{"$f":"+A413+1","v":414}]
[415,"Revenues for sale of heat",null,{"$f":"+Consumers!AU25","v":0},{"$f":"+Summary!$G$3&\"/\"&Summary!$F$3","v":"£/MWh"},{"$f":"I415+NPV(+F$199,J415:AC415)","v":0},{"$f":"\"k\"&Summary!$G$3","v":"k£"},null,{"$f":"+I394*$D415/1000","v":0},0,0,0,0,0,0,0,0,0,0,0,0,0,0,0,0,0,0,0,0]
[416]
[417,"Revenues from Heat Incentive tariff"]
[418,{"$f":"+B$220","v":"Heat incentive tariff"},null,{"$f":"+B214","v":"Gas CHP"},null,{"$f":"I418+NPV(+F$199,J418:AC418)","v":{"$error":"#DIV/0!"}},{"$f":"\"k\"&Summary!$G$3","v":"k£"},null,{"$f":"+I223","v":0},{"$f":"+J223","v":{"$error":"#DIV/0!"}},{"$error":"#DIV/0!"},{"$error":"#DIV/0!"},{"$error":"#DIV/0!"},{"$error":"#DIV/0!"},{"$error":"#DIV/0!"},{"$error":"#DIV/0!"},{"$error":"#DIV/0!"},{"$error":"#DIV/0!"},{"$error":"#DIV/0!"},0,0,0,0,0,0,0,0,0,0]
[419,"Heat incentive tariff",null,{"$f":"+B215","v":"Biomass boiler"},null,{"$error":"#DIV/0!"},{"$f":"\"k\"&Summary!$G$3","v":"k£"},null,{"$f":"+I224","v":0},{"$error":"#DIV/0!"},{"$error":"#DIV/0!"},{"$error":"#DIV/0!"},{"$error":"#DIV/0!"},{"$error":"#DIV/0!"},{"$error":"#DIV/0!"},{"$error":"#DIV/0!"},{"$error":"#DIV/0!"},{"$error":"#DIV/0!"},{"$error":"#DIV/0!"},0,0,0,0,0,0,0,0,0,0]
[420,"Heat incentive tariff",null,"Large heat pump",null,{"$error":"#DIV/0!"},{"$f":"\"k\"&Summary!$G$3","v":"k£"},null,{"$f":"+I225","v":0},{"$error":"#DIV/0!"},{"$error":"#DIV/0!"},{"$error":"#DIV/0!"},{"$error":"#DIV/0!"},{"$error":"#DIV/0!"},{"$error":"#DIV/0!"},{"$error":"#DIV/0!"},{"$error":"#DIV/0!"},{"$error":"#DIV/0!"},{"$error":"#DIV/0!"},0,0,0,0,0,0,0,0,0,0]
[421,"Heat incentive tariff",null,"Peak boiler",null,{"$error":"#DIV/0!"},{"$f":"\"k\"&Summary!$G$3","v":"k£"},null,{"$f":"+I226","v":0},{"$error":"#DIV/0!"},{"$error":"#DIV/0!"},{"$error":"#DIV/0!"},{"$error":"#DIV/0!"},{"$error":"#DIV/0!"},{"$error":"#DIV/0!"},{"$error":"#DIV/0!"},{"$error":"#DIV/0!"},{"$error":"#DIV/0!"},{"$error":"#DIV/0!"},0,0,0,0,0,0,0,0,0,0]
[422,{"$f":"+B417","v":"Revenues from Heat Incentive tariff"},null,null,null,{"$error":"#DIV/0!"},{"$f":"\"k\"&Summary!$G$3","v":"k£"},null,{"$f":"SUM(I418:I421)","v":0},{"$f":"SUM(J418:J421)","v":{"$error":"#DIV/0!"}},{"$error":"#DIV/0!"},{"$error":"#DIV/0!"},{"$error":"#DIV/0!"},{"$error":"#DIV/0!"},{"$error":"#DIV/0!"},{"$error":"#DIV/0!"},{"$error":"#DIV/0!"},{"$error":"#DIV/0!"},{"$error":"#DIV/0!"},0,0,0,0,0,0,0,0,0,0]
[423]
[424,"Purchase of heat and capacity",null,{"$f":"+B358","v":"Supplier, large CHP"},null,{"$f":"I424+NPV(+F$199,J424:AC424)","v":{"$error":"#DIV/0!"}},{"$f":"\"k\"&Summary!$G$3","v":"k£"},null,{"$f":"-I362-I363","v":{"$error":"#DIV/0!"}},{"$f":"-J362-J363","v":{"$error":"#DIV/0!"}},{"$error":"#DIV/0!"},{"$error":"#DIV/0!"},{"$error":"#DIV/0!"},{"$error":"#DIV/0!"},{"$error":"#DIV/0!"},{"$error":"#DIV/0!"},{"$error":"#DIV/0!"},{"$error":"#DIV/0!"},{"$error":"#DIV/0!"},{"$error":"#DIV/0!"},{"$error":"#DIV/0!"},{"$error":"#DIV/0!"},{"$error":"#DIV/0!"},{"$error":"#DIV/0!"},{"$error":"#DIV/0!"},{"$error":"#DIV/0!"},{"$error":"#DIV/0!"},{"$error":"#DIV/0!"},{"$error":"#DIV/0!"}]
[425,"Purchase of heat and capacity",null,{"$f":"+B371","v":"Supplier, Surplus heat"},null,{"$error":"#DIV/0!"},{"$f":"\"k\"&Summary!$G$3","v":"k£"},null,{"$f":"-I375-I376","v":{"$error":"#DIV/0!"}},{"$f":"-J375-J376","v":{"$error":"#DIV/0!"}},{"$error":"#DIV/0!"},{"$error":"#DIV/0!"},{"$error":"#DIV/0!"},{"$error":"#DIV/0!"},{"$error":"#DIV/0!"},{"$error":"#DIV/0!"},{"$error":"#DIV/0!"},{"$error":"#DIV/0!"},{"$error":"#DIV/0!"},{"$error":"#DIV/0!"},{"$error":"#DIV/0!"},{"$error":"#DIV/0!"},{"$error":"#DIV/0!"},{"$error":"#DIV/0!"},{"$error":"#DIV/0!"},{"$error":"#DIV/0!"},{"$error":"#DIV/0!"},{"$error":"#DIV/0!"},{"$error":"#DIV/0!"}]
[426,"Energy cost of production",null,{"$f":"+B214","v":"Gas CHP"},null,{"$error":"#DIV/0!"},{"$f":"\"k\"&Summary!$G$3","v":"k£"},null,{"$f":"-I214","v":{"$error":"#DIV/0!"}},{"$error":"#DIV/0!"},{"$error":"#DIV/0!"},{"$error":"#DIV/0!"},{"$error":"#DIV/0!"},{"$error":"#DIV/0!"},{"$error":"#DIV/0!"},{"$error":"#DIV/0!"},{"$error":"#DIV/0!"},{"$error":"#DIV/0!"},{"$error":"#DIV/0!"},{"$error":"#DIV/0!"},{"$error":"#DIV/0!"},{"$error":"#DIV/0!"},{"$error":"#DIV/0!"},{"$error":"#DIV/0!"},{"$error":"#DIV/0!"},{"$error":"#DIV/0!"},{"$error":"#DIV/0!"},{"$error":"#DIV/0!"},{"$error":"#DIV/0!"}]
[427,"Energy cost of production",null,{"$f":"+B215","v":"Biomass boiler"},null,{"$error":"#DIV/0!"},{"$f":"\"k\"&Summary!$G$3","v":"k£"},null,{"$f":"-I215","v":{"$error":"#DIV/0!"}},{"$error":"#DIV/0!"},{"$error":"#DIV/0!"},{"$error":"#DIV/0!"},{"$error":"#DIV/0!"},{"$error":"#DIV/0!"},{"$error":"#DIV/0!"},{"$error":"#DIV/0!"},{"$error":"#DIV/0!"},{"$error":"#DIV/0!"},{"$error":"#DIV/0!"},{"$error":"#DIV/0!"},{"$error":"#DIV/0!"},{"$error":"#DIV/0!"},{"$error":"#DIV/0!"},{"$error":"#DIV/0!"},{"$error":"#DIV/0!"},{"$error":"#DIV/0!"},{"$error":"#DIV/0!"},{"$error":"#DIV/0!"},{"$error":"#DIV/0!"}]
[428,"Energy cost of production",null,{"$f":"+B216","v":"Large heat pump"},null,{"$error":"#DIV/0!"},{"$f":"\"k\"&Summary!$G$3","v":"k£"},null,{"$f":"-I216","v":{"$error":"#DIV/0!"}},{"$error":"#DIV/0!"},{"$error":"#DIV/0!"},{"$error":"#DIV/0!"},{"$error":"#DIV/0!"},{"$error":"#DIV/0!"},{"$error":"#DIV/0!"},{"$error":"#DIV/0!"},{"$error":"#DIV/0!"},{"$error":"#DIV/0!"},{"$error":"#DIV/0!"},{"$error":"#DIV/0!"},{"$error":"#DIV/0!"},{"$error":"#DIV/0!"},{"$error":"#DIV/0!"},{"$error":"#DIV/0!"},{"$error":"#DIV/0!"},{"$error":"#DIV/0!"},{"$error":"#DIV/0!"},{"$error":"#DIV/0!"},{"$error":"#DIV/0!"}]
[429,"Energy cost of production",null,{"$f":"+B217","v":"Peak boiler"},null,{"$error":"#DIV/0!"},{"$f":"\"k\"&Summary!$G$3","v":"k£"},null,{"$f":"-I217","v":{"$error":"#DIV/0!"}},{"$error":"#DIV/0!"},{"$error":"#DIV/0!"},{"$error":"#DIV/0!"},{"$error":"#DIV/0!"},{"$error":"#DIV/0!"},{"$error":"#DIV/0!"},{"$error":"#DIV/0!"},{"$error":"#DIV/0!"},{"$error":"#DIV/0!"},{"$error":"#DIV/0!"},{"$error":"#DIV/0!"},{"$error":"#DIV/0!"},{"$error":"#DIV/0!"},{"$error":"#DIV/0!"},{"$error":"#DIV/0!"},{"$error":"#DIV/0!"},{"$error":"#DIV/0!"},{"$error":"#DIV/0!"},{"$error":"#DIV/0!"},{"$error":"#DIV/0!"}]
[430,"Purchase of energy",null,null,null,{"$error":"#DIV/0!"},{"$f":"\"k\"&Summary!$G$3","v":"k£"},null,{"$f":"SUM(I424:I429)","v":{"$error":"#DIV/0!"}},{"$f":"SUM(J424:J429)","v":{"$error":"#DIV/0!"}},{"$error":"#DIV/0!"},{"$error":"#DIV/0!"},{"$error":"#DIV/0!"},{"$error":"#DIV/0!"},{"$error":"#DIV/0!"},{"$error":"#DIV/0!"},{"$error":"#DIV/0!"},{"$error":"#DIV/0!"},{"$error":"#DIV/0!"},{"$error":"#DIV/0!"},{"$error":"#DIV/0!"},{"$error":"#DIV/0!"},{"$error":"#DIV/0!"},{"$error":"#DIV/0!"},{"$error":"#DIV/0!"},{"$error":"#DIV/0!"},{"$error":"#DIV/0!"},{"$error":"#DIV/0!"},{"$error":"#DIV/0!"}]
[431,null,null,null,null,null,""]
[432,"Investment in production",null,{"$f":"+B203","v":"Gas CHP"},null,{"$f":"I432+NPV(+F$199,J432:AC432)","v":-11650.485436893203},{"$f":"\"k\"&Summary!$G$3","v":"k£"},null,{"$f":"-I203","v":0},-12000,0,0,0,0,0,0,0,0,0,0,0,0,0,0,0,0,0,0,0]
[433,"Investment in production",null,{"$f":"+B204","v":"Biomass boiler"},null,0,{"$f":"\"k\"&Summary!$G$3","v":"k£"},null,{"$f":"-I204","v":0},0,0,0,0,0,0,0,0,0,0,0,0,0,0,0,0,0,0,0,0]
[434,"Investment in production",null,{"$f":"+B205","v":"Large heat pump"},null,-485.43689320388347,{"$f":"\"k\"&Summary!$G$3","v":"k£"},null,{"$f":"-I205","v":0},-500,0,0,0,0,0,0,0,0,0,0,0,0,0,0,0,0,0,0,0]
[435,"Investment in production",null,{"$f":"+B206","v":"Peak boiler"},null,{"$error":"#DIV/0!"},{"$f":"\"k\"&Summary!$G$3","v":"k£"},null,{"$f":"-I206","v":{"$error":"#DIV/0!"}},{"$error":"#DIV/0!"},{"$error":"#DIV/0!"},{"$error":"#DIV/0!"},{"$error":"#DIV/0!"},{"$error":"#DIV/0!"},{"$error":"#DIV/0!"},{"$error":"#DIV/0!"},{"$error":"#DIV/0!"},{"$error":"#DIV/0!"},{"$error":"#DIV/0!"},{"$error":"#DIV/0!"},{"$error":"#DIV/0!"},{"$error":"#DIV/0!"},{"$error":"#DIV/0!"},{"$error":"#DIV/0!"},{"$error":"#DIV/0!"},{"$error":"#DIV/0!"},{"$error":"#DIV/0!"},{"$error":"#DIV/0!"},{"$error":"#DIV/0!"}]
[436,"Investment in network",null,"Total",null,{"$error":"#DIV/0!"},{"$f":"\"k\"&Summary!$G$3","v":"k£"},null,{"$f":"-I281","v":{"$error":"#DIV/0!"}},{"$error":"#DIV/0!"},{"$error":"#DIV/0!"},{"$error":"#DIV/0!"},{"$error":"#DIV/0!"},{"$error":"#DIV/0!"},{"$error":"#DIV/0!"},{"$error":"#DIV/0!"},{"$error":"#DIV/0!"},{"$error":"#DIV/0!"},{"$error":"#DIV/0!"},{"$error":"#DIV/0!"},{"$error":"#DIV/0!"},{"$error":"#DIV/0!"},{"$error":"#DIV/0!"},{"$error":"#DIV/0!"},{"$error":"#DIV/0!"},{"$error":"#DIV/0!"},{"$error":"#DIV/0!"},{"$error":"#DIV/0!"},{"$error":"#DIV/0!"}]
[437,"Investment in network residual value",null,"residual",null,{"$error":"#DIV/0!"},{"$f":"\"k\"&Summary!$G$3","v":"k£"},null,{"$f":"-I283","v":0},0,0,0,0,0,0,0,0,0,0,0,0,0,0,0,0,0,0,0,{"$error":"#DIV/0!"}]
[438,"Total investment",null,"incl. Residual",null,{"$error":"#DIV/0!"},{"$f":"\"k\"&Summary!$G$3","v":"k£"},null,{"$f":"SUM(I432:I437)","v":{"$error":"#DIV/0!"}},{"$error":"#DIV/0!"},{"$error":"#DIV/0!"},{"$error":"#DIV/0!"},{"$error":"#DIV/0!"},{"$error":"#DIV/0!"},{"$error":"#DIV/0!"},{"$error":"#DIV/0!"},{"$error":"#DIV/0!"},{"$error":"#DIV/0!"},{"$error":"#DIV/0!"},{"$error":"#DIV/0!"},{"$error":"#DIV/0!"},{"$error":"#DIV/0!"},{"$error":"#DIV/0!"},{"$error":"#DIV/0!"},{"$error":"#DIV/0!"},{"$error":"#DIV/0!"},{"$error":"#DIV/0!"},{"$error":"#DIV/0!"},{"$error":"#DIV/0!"}]
[439,null,null,null,null,null,""]
[440]
[441,"O&M costs",null,{"$f":"+B232","v":"Gas CHP"},null,{"$f":"I441+NPV(+F$199,J441:AC441)","v":-1487.7474860455504},{"$f":"\"k\"&Summary!$G$3","v":"k£"},null,{"$f":"-I232","v":0},-100,-100,-100,-100,-100,-100,-100,-100,-100,-100,-100,-100,-100,-100,-100,-100,-100,-100,-100,-100]
[442,"O&M costs",null,{"$f":"+B233","v":"Biomass boiler"},null,0,{"$f":"\"k\"&Summary!$G$3","v":"k£"},null,{"$f":"-I233","v":0},0,0,0,0,0,0,0,0,0,0,0,0,0,0,0,0,0,0,0,0]
[443,"O&M costs",null,{"$f":"+B234","v":"Large heat pump"},null,-29.754949720911007,{"$f":"\"k\"&Summary!$G$3","v":"k£"},null,{"$f":"-I234","v":0},-2,-2,-2,-2,-2,-2,-2,-2,-2,-2,-2,-2,-2,-2,-2,-2,-2,-2,-2,-2]
[444,"O&M costs",null,{"$f":"+B235","v":"Peak boiler"},null,{"$error":"#DIV/0!"},{"$f":"\"k\"&Summary!$G$3","v":"k£"},null,{"$f":"-I235","v":{"$error":"#DIV/0!"}},{"$error":"#DIV/0!"},{"$error":"#DIV/0!"},{"$error":"#DIV/0!"},{"$error":"#DIV/0!"},{"$error":"#DIV/0!"},{"$error":"#DIV/0!"},{"$error":"#DIV/0!"},{"$error":"#DIV/0!"},{"$error":"#DIV/0!"},{"$error":"#DIV/0!"},{"$error":"#DIV/0!"},{"$error":"#DIV/0!"},{"$error":"#DIV/0!"},{"$error":"#DIV/0!"},{"$error":"#DIV/0!"},{"$error":"#DIV/0!"},{"$error":"#DIV/0!"},{"$error":"#DIV/0!"},{"$error":"#DIV/0!"},{"$error":"#DIV/0!"}]
[445,"O&M costs",null,"Network",null,{"$error":"#DIV/0!"},{"$f":"\"k\"&Summary!$G$3","v":"k£"},null,{"$f":"-I291","v":{"$error":"#DIV/0!"}},{"$error":"#DIV/0!"},{"$error":"#DIV/0!"},{"$error":"#DIV/0!"},{"$error":"#DIV/0!"},{"$error":"#DIV/0!"},{"$error":"#DIV/0!"},{"$error":"#DIV/0!"},{"$error":"#DIV/0!"},{"$error":"#DIV/0!"},{"$error":"#DIV/0!"},{"$error":"#DIV/0!"},{"$error":"#DIV/0!"},{"$error":"#DIV/0!"},{"$error":"#DIV/0!"},{"$error":"#DIV/0!"},{"$error":"#DIV/0!"},{"$error":"#DIV/0!"},{"$error":"#DIV/0!"},{"$error":"#DIV/0!"},{"$error":"#DIV/0!"}]
[446,"Total O&M costs",null,null,null,{"$error":"#DIV/0!"},{"$f":"\"k\"&Summary!$G$3","v":"k£"},null,{"$f":"SUM(I441:I445)","v":{"$error":"#DIV/0!"}},{"$f":"SUM(J441:J445)","v":{"$error":"#DIV/0!"}},{"$error":"#DIV/0!"},{"$error":"#DIV/0!"},{"$error":"#DIV/0!"},{"$error":"#DIV/0!"},{"$error":"#DIV/0!"},{"$error":"#DIV/0!"},{"$error":"#DIV/0!"},{"$error":"#DIV/0!"},{"$error":"#DIV/0!"},{"$error":"#DIV/0!"},{"$error":"#DIV/0!"},{"$error":"#DIV/0!"},{"$error":"#DIV/0!"},{"$error":"#DIV/0!"},{"$error":"#DIV/0!"},{"$error":"#DIV/0!"},{"$error":"#DIV/0!"},{"$error":"#DIV/0!"},{"$error":"#DIV/0!"}]
[447]
[448,{"$f":"+B413","v":"Connection fee"},null,null,null,{"$f":"I448+NPV(+F$199,J448:AC448)","v":{"$error":"#DIV/0!"}},{"$f":"\"k\"&Summary!$G$3","v":"k£"},null,{"$f":"+I413","v":{"$error":"#DIV/0!"}},{"$error":"#DIV/0!"},{"$error":"#DIV/0!"},{"$error":"#DIV/0!"},{"$error":"#DIV/0!"},{"$error":"#DIV/0!"},{"$error":"#DIV/0!"},{"$error":"#DIV/0!"},{"$error":"#DIV/0!"},{"$error":"#DIV/0!"},{"$error":"#DIV/0!"},{"$error":"#DIV/0!"},{"$error":"#DIV/0!"},{"$error":"#DIV/0!"},{"$error":"#DIV/0!"},{"$error":"#DIV/0!"},{"$error":"#DIV/0!"},{"$error":"#DIV/0!"},{"$error":"#DIV/0!"},{"$error":"#DIV/0!"},{"$error":"#DIV/0!"}]
[449,{"$f":"+B415","v":"Revenues for sale of heat"},null,null,null,0,{"$f":"\"k\"&Summary!$G$3","v":"k£"},null,{"$f":"+I415","v":0},0,0,0,0,0,0,0,0,0,0,0,0,0,0,0,0,0,0,0,0]
[450,{"$f":"+B422","v":"Revenues from Heat Incentive tariff"},null,null,null,{"$f":"I450+NPV(+F$199,J450:AC450)","v":{"$error":"#DIV/0!"}},{"$f":"\"k\"&Summary!$G$3","v":"k£"},null,{"$f":"+I422","v":0},{"$f":"+J422","v":{"$error":"#DIV/0!"}},{"$error":"#DIV/0!"},{"$error":"#DIV/0!"},{"$error":"#DIV/0!"},{"$error":"#DIV/0!"},{"$error":"#DIV/0!"},{"$error":"#DIV/0!"},{"$error":"#DIV/0!"},{"$error":"#DIV/0!"},{"$error":"#DIV/0!"},0,0,0,0,0,0,0,0,0,0]
[451,{"$f":"+B430","v":"Purchase of energy"},null,null,null,{"$error":"#DIV/0!"},{"$f":"\"k\"&Summary!$G$3","v":"k£"},null,{"$f":"+I430","v":{"$error":"#DIV/0!"}},{"$error":"#DIV/0!"},{"$error":"#DIV/0!"},{"$error":"#DIV/0!"},{"$error":"#DIV/0!"},{"$error":"#DIV/0!"},{"$error":"#DIV/0!"},{"$error":"#DIV/0!"},{"$error":"#DIV/0!"},{"$error":"#DIV/0!"},{"$error":"#DIV/0!"},{"$error":"#DIV/0!"},{"$error":"#DIV/0!"},{"$error":"#DIV/0!"},{"$error":"#DIV/0!"},{"$error":"#DIV/0!"},{"$error":"#DIV/0!"},{"$error":"#DIV/0!"},{"$error":"#DIV/0!"},{"$error":"#DIV/0!"},{"$error":"#DIV/0!"}]
[452,{"$f":"+B438","v":"Total investment"},null,{"$f":"+D438","v":"incl. Residual"},null,{"$error":"#DIV/0!"},{"$f":"\"k\"&Summary!$G$3","v":"k£"},null,{"$f":"+I438","v":{"$error":"#DIV/0!"}},{"$error":"#DIV/0!"},{"$error":"#DIV/0!"},{"$error":"#DIV/0!"},{"$error":"#DIV/0!"},{"$error":"#DIV/0!"},{"$error":"#DIV/0!"},{"$error":"#DIV/0!"},{"$error":"#DIV/0!"},{"$error":"#DIV/0!"},{"$error":"#DIV/0!"},{"$error":"#DIV/0!"},{"$error":"#DIV/0!"},{"$error":"#DIV/0!"},{"$error":"#DIV/0!"},{"$error":"#DIV/0!"},{"$error":"#DIV/0!"},{"$error":"#DIV/0!"},{"$error":"#DIV/0!"},{"$error":"#DIV/0!"},{"$error":"#DIV/0!"}]
[453,{"$f":"+B446","v":"Total O&M costs"},null,null,null,{"$error":"#DIV/0!"},{"$f":"\"k\"&Summary!$G$3","v":"k£"},null,{"$f":"+I446","v":{"$error":"#DIV/0!"}},{"$error":"#DIV/0!"},{"$error":"#DIV/0!"},{"$error":"#DIV/0!"},{"$error":"#DIV/0!"},{"$error":"#DIV/0!"},{"$error":"#DIV/0!"},{"$error":"#DIV/0!"},{"$error":"#DIV/0!"},{"$error":"#DIV/0!"},{"$error":"#DIV/0!"},{"$error":"#DIV/0!"},{"$error":"#DIV/0!"},{"$error":"#DIV/0!"},{"$error":"#DIV/0!"},{"$error":"#DIV/0!"},{"$error":"#DIV/0!"},{"$error":"#DIV/0!"},{"$error":"#DIV/0!"},{"$error":"#DIV/0!"},{"$error":"#DIV/0!"}]
[454,"Net cash flow of district heating",null,{"$f":"+F199","v":0.03},null,{"$error":"#DIV/0!"},{"$f":"\"k\"&Summary!$G$3","v":"k£"},null,{"$f":"SUM(I448:I453)","v":{"$error":"#DIV/0!"}},{"$f":"SUM(J448:J453)","v":{"$error":"#DIV/0!"}},{"$error":"#DIV/0!"},{"$error":"#DIV/0!"},{"$error":"#DIV/0!"},{"$error":"#DIV/0!"},{"$error":"#DIV/0!"},{"$error":"#DIV/0!"},{"$error":"#DIV/0!"},{"$error":"#DIV/0!"},{"$error":"#DIV/0!"},{"$error":"#DIV/0!"},{"$error":"#DIV/0!"},{"$error":"#DIV/0!"},{"$error":"#DIV/0!"},{"$error":"#DIV/0!"},{"$error":"#DIV/0!"},{"$error":"#DIV/0!"},{"$error":"#DIV/0!"},{"$error":"#DIV/0!"},{"$error":"#DIV/0!"}]
[455,"Internal rate of return",null,null,null,{"$f":"+IRR(I454:AC454,0.05)","v":{"$error":"#VALUE!"}}]
[456]
[457,"Discount factor",null,null,null,null,null,null,1,{"$f":"+I457/(1+$D454)","v":0.970873786407767},0.94259590913375435,0.9151416593531595,0.88848704791568878,0.86260878438416388,0.83748425668365423,0.81309151134335356,0.7894092343139355,0.76641673234362673,0.74409391489672494,0.7224212765987621,0.70137988019297293,0.68095133999317758,0.66111780581861901,0.64186194739671742,0.62316693922011401,0.60501644584477088,0.58739460761628237,0.57028602681192464,0.55367575418633463]
[458,"Present value",null,null,null,null,{"$f":"\"k\"&Summary!$G$3","v":"k£"},null,{"$f":"+I454*I457","v":{"$error":"#DIV/0!"}},{"$error":"#DIV/0!"},{"$error":"#DIV/0!"},{"$error":"#DIV/0!"},{"$error":"#DIV/0!"},{"$error":"#DIV/0!"},{"$error":"#DIV/0!"},{"$error":"#DIV/0!"},{"$error":"#DIV/0!"},{"$error":"#DIV/0!"},{"$error":"#DIV/0!"},{"$error":"#DIV/0!"},{"$error":"#DIV/0!"},{"$error":"#DIV/0!"},{"$error":"#DIV/0!"},{"$error":"#DIV/0!"},{"$error":"#DIV/0!"},{"$error":"#DIV/0!"},{"$error":"#DIV/0!"},{"$error":"#DIV/0!"},{"$error":"#DIV/0!"}]
[459,"Accumulated present value compared to base line",null,null,null,{"$f":"+AC459","v":{"$error":"#DIV/0!"}},{"$f":"\"k\"&Summary!$G$3","v":"k£"},null,{"$f":"+I458","v":{"$error":"#DIV/0!"}},{"$f":"+I459+J458","v":{"$error":"#DIV/0!"}},{"$f":"+J459+K458","v":{"$error":"#DIV/0!"}},{"$error":"#DIV/0!"},{"$error":"#DIV/0!"},{"$error":"#DIV/0!"},{"$error":"#DIV/0!"},{"$error":"#DIV/0!"},{"$error":"#DIV/0!"},{"$error":"#DIV/0!"},{"$error":"#DIV/0!"},{"$error":"#DIV/0!"},{"$error":"#DIV/0!"},{"$error":"#DIV/0!"},{"$error":"#DIV/0!"},{"$error":"#DIV/0!"},{"$error":"#DIV/0!"},{"$error":"#DIV/0!"},{"$error":"#DIV/0!"},{"$error":"#DIV/0!"},{"$error":"#DIV/0!"}]
[460]
[461,"Consumers",null,null,null,null,null,null,{"$f":"+I1","v":2015},2016,2017,2018,2019,2020,2021,2022,2023,2024,2025,2026,2027,2028,2029,2030,2031,2032,2033,2034,2035]
[462,"Purchase of heat from",null,"District heating","in scenario",null,{"$f":"Summary!$F$3&\"/a\"","v":"MWh/a"},null,{"$f":"+I111","v":0},0,0,0,0,0,0,0,0,0,0,0,0,0,0,0,0,0,0,0,0]
[463,"Own heat production from",null,{"$f":"+Baseline!B60","v":"Heat pump"},"in baseline",null,{"$f":"Summary!$F$3&\"/a\"","v":"MWh/a"},null,{"$f":"+Baseline!I60","v":0},{"$f":"+Baseline!J60","v":0},{"$f":"+Baseline!K60","v":0},{"$f":"+Baseline!L60","v":0},{"$f":"+Baseline!M60","v":0},{"$f":"+Baseline!N60","v":0},{"$f":"+Baseline!O60","v":0},{"$f":"+Baseline!P60","v":0},{"$f":"+Baseline!Q60","v":0},{"$f":"+Baseline!R60","v":0},{"$f":"+Baseline!S60","v":0},{"$f":"+Baseline!T60","v":0},{"$f":"+Baseline!U60","v":0},{"$f":"+Baseline!V60","v":0},{"$f":"+Baseline!W60","v":0},{"$f":"+Baseline!X60","v":0},{"$f":"+Baseline!Y60","v":0},{"$f":"+Baseline!Z60","v":0},{"$f":"+Baseline!AA60","v":0},{"$f":"+Baseline!AB60","v":0},{"$f":"+Baseline!AC60","v":0}]
[464,"Own heat production from",null,{"$f":"+Baseline!B61","v":"Oil boilers"},"in baseline",null,{"$f":"Summary!$F$3&\"/a\"","v":"MWh/a"},null,{"$f":"+Baseline!I61","v":0},{"$f":"+Baseline!J61","v":0},{"$f":"+Baseline!K61","v":0},{"$f":"+Baseline!L61","v":0},{"$f":"+Baseline!M61","v":0},{"$f":"+Baseline!N61","v":0},{"$f":"+Baseline!O61","v":0},{"$f":"+Baseline!P61","v":0},{"$f":"+Baseline!Q61","v":0},{"$f":"+Baseline!R61","v":0},{"$f":"+Baseline!S61","v":0},{"$f":"+Baseline!T61","v":0},{"$f":"+Baseline!U61","v":0},{"$f":"+Baseline!V61","v":0},{"$f":"+Baseline!W61","v":0},{"$f":"+Baseline!X61","v":0},{"$f":"+Baseline!Y61","v":0},{"$f":"+Baseline!Z61","v":0},{"$f":"+Baseline!AA61","v":0},{"$f":"+Baseline!AB61","v":0},{"$f":"+Baseline!AC61","v":0}]
[465,"Own heat production from",null,{"$f":"+Baseline!B62","v":"Gas boilers"},"in baseline",null,{"$f":"Summary!$F$3&\"/a\"","v":"MWh/a"},null,{"$f":"+Baseline!I62","v":0},{"$f":"+Baseline!J62","v":0},{"$f":"+Baseline!K62","v":0},{"$f":"+Baseline!L62","v":0},{"$f":"+Baseline!M62","v":0},{"$f":"+Baseline!N62","v":0},{"$f":"+Baseline!O62","v":0},{"$f":"+Baseline!P62","v":0},{"$f":"+Baseline!Q62","v":0},{"$f":"+Baseline!R62","v":0},{"$f":"+Baseline!S62","v":0},{"$f":"+Baseline!T62","v":0},{"$f":"+Baseline!U62","v":0},{"$f":"+Baseline!V62","v":0},{"$f":"+Baseline!W62","v":0},{"$f":"+Baseline!X62","v":0},{"$f":"+Baseline!Y62","v":0},{"$f":"+Baseline!Z62","v":0},{"$f":"+Baseline!AA62","v":0},{"$f":"+Baseline!AB62","v":0},{"$f":"+Baseline!AC62","v":0}]
[466]
[467,{"$f":"+B413","v":"Connection fee"},null,"District heating",null,{"$f":"I467+NPV(+F$199,J467:AC467)","v":{"$error":"#DIV/0!"}},{"$f":"\"k\"&Summary!$G$3","v":"k£"},null,{"$f":"-I413","v":{"$error":"#DIV/0!"}},{"$error":"#DIV/0!"},{"$error":"#DIV/0!"},{"$error":"#DIV/0!"},{"$error":"#DIV/0!"},{"$error":"#DIV/0!"},{"$error":"#DIV/0!"},{"$error":"#DIV/0!"},{"$error":"#DIV/0!"},{"$error":"#DIV/0!"},{"$error":"#DIV/0!"},{"$error":"#DIV/0!"},{"$error":"#DIV/0!"},{"$error":"#DIV/0!"},{"$error":"#DIV/0!"},{"$error":"#DIV/0!"},{"$error":"#DIV/0!"},{"$error":"#DIV/0!"},{"$error":"#DIV/0!"},{"$error":"#DIV/0!"},{"$error":"#DIV/0!"}]
[468,"Purchase of district heating",null,"District heating",null,0,{"$f":"\"k\"&Summary!$G$3","v":"k£"},null,{"$f":"-I415","v":0},0,0,0,0,0,0,0,0,0,0,0,0,0,0,0,0,0,0,0,0]
[469,"Investment and O&M of substations",null,"District heating",null,{"$error":"#DIV/0!"},{"$f":"\"k\"&Summary!$G$3","v":"k£"},null,{"$f":"-I335","v":{"$error":"#DIV/0!"}},{"$error":"#DIV/0!"},{"$error":"#DIV/0!"},{"$error":"#DIV/0!"},{"$error":"#DIV/0!"},{"$error":"#DIV/0!"},{"$error":"#DIV/0!"},{"$error":"#DIV/0!"},{"$error":"#DIV/0!"},{"$error":"#DIV/0!"},{"$error":"#DIV/0!"},{"$error":"#DIV/0!"},{"$error":"#DIV/0!"},{"$error":"#DIV/0!"},{"$error":"#DIV/0!"},{"$error":"#DIV/0!"},{"$error":"#DIV/0!"},{"$error":"#DIV/0!"},{"$error":"#DIV/0!"},{"$error":"#DIV/0!"},{"$error":"#DIV/0!"}]
[470,{"$f":"+Baseline!B208","v":"Investments"},null,"Base line",null,{"$error":"#DIV/0!"},{"$f":"\"k\"&Summary!$G$3","v":"k£"},null,{"$f":"+Baseline!I208","v":{"$error":"#DIV/0!"}},{"$f":"+Baseline!J208","v":{"$error":"#DIV/0!"}},{"$f":"+Baseline!K208","v":{"$error":"#DIV/0!"}},{"$f":"+Baseline!L208","v":{"$error":"#DIV/0!"}},{"$f":"+Baseline!M208","v":{"$error":"#DIV/0!"}},{"$f":"+Baseline!N208","v":{"$error":"#DIV/0!"}},{"$f":"+Baseline!O208","v":{"$error":"#DIV/0!"}},{"$f":"+Baseline!P208","v":{"$error":"#DIV/0!"}},{"$f":"+Baseline!Q208","v":{"$error":"#DIV/0!"}},{"$f":"+Baseline!R208","v":{"$error":"#DIV/0!"}},{"$f":"+Baseline!S208","v":{"$error":"#DIV/0!"}},{"$f":"+Baseline!T208","v":{"$error":"#DIV/0!"}},{"$f":"+Baseline!U208","v":{"$error":"#DIV/0!"}},{"$f":"+Baseline!V208","v":{"$error":"#DIV/0!"}},{"$f":"+Baseline!W208","v":{"$error":"#DIV/0!"}},{"$f":"+Baseline!X208","v":{"$error":"#DIV/0!"}},{"$f":"+Baseline!Y208","v":{"$error":"#DIV/0!"}},{"$f":"+Baseline!Z208","v":{"$error":"#DIV/0!"}},{"$f":"+Baseline!AA208","v":{"$error":"#DIV/0!"}},{"$f":"+Baseline!AB208","v":{"$error":"#DIV/0!"}},{"$f":"+Baseline!AC208","v":{"$error":"#DIV/0!"}}]
[471,{"$f":"+Baseline!B209","v":"Energy "},null,"Base line",null,0,{"$f":"\"k\"&Summary!$G$3","v":"k£"},null,{"$f":"+Baseline!I209","v":0},{"$f":"+Baseline!J209","v":0},{"$f":"+Baseline!K209","v":0},{"$f":"+Baseline!L209","v":0},{"$f":"+Baseline!M209","v":0},{"$f":"+Baseline!N209","v":0},{"$f":"+Baseline!O209","v":0},{"$f":"+Baseline!P209","v":0},{"$f":"+Baseline!Q209","v":0},{"$f":"+Baseline!R209","v":0},{"$f":"+Baseline!S209","v":0},{"$f":"+Baseline!T209","v":0},{"$f":"+Baseline!U209","v":0},{"$f":"+Baseline!V209","v":0},{"$f":"+Baseline!W209","v":0},{"$f":"+Baseline!X209","v":0},{"$f":"+Baseline!Y209","v":0},{"$f":"+Baseline!Z209","v":0},{"$f":"+Baseline!AA209","v":0},{"$f":"+Baseline!AB209","v":0},{"$f":"+Baseline!AC209","v":0}]
[472,{"$f":"+Baseline!B211","v":"O&M costs  "},null,"Base line",null,381.00891305682075,{"$f":"\"k\"&Summary!$G$3","v":"k£"},null,{"$f":"+Baseline!I211","v":0},{"$f":"+Baseline!J211","v":9.6120000000000001},{"$f":"+Baseline!K211","v":16.02},{"$f":"+Baseline!L211","v":19.224},{"$f":"+Baseline!M211","v":22.428000000000001},{"$f":"+Baseline!N211","v":25.632000000000001},{"$f":"+Baseline!O211","v":28.836000000000002},{"$f":"+Baseline!P211","v":28.836000000000002},{"$f":"+Baseline!Q211","v":28.836000000000002},{"$f":"+Baseline!R211","v":28.836000000000002},{"$f":"+Baseline!S211","v":28.836000000000002},{"$f":"+Baseline!T211","v":28.836000000000002},{"$f":"+Baseline!U211","v":28.836000000000002},{"$f":"+Baseline!V211","v":28.836000000000002},{"$f":"+Baseline!W211","v":28.836000000000002},{"$f":"+Baseline!X211","v":28.836000000000002},{"$f":"+Baseline!Y211","v":28.836000000000002},{"$f":"+Baseline!Z211","v":28.836000000000002},{"$f":"+Baseline!AA211","v":28.836000000000002},{"$f":"+Baseline!AB211","v":28.836000000000002},{"$f":"+Baseline!AC211","v":28.836000000000002}]
[473,"Total benefit for consumers",null,null,null,{"$error":"#DIV/0!"},{"$f":"\"k\"&Summary!$G$3","v":"k£"},null,{"$f":"SUM(I467:I472)","v":{"$error":"#DIV/0!"}},{"$f":"SUM(J467:J472)","v":{"$error":"#DIV/0!"}},{"$f":"SUM(K467:K472)","v":{"$error":"#DIV/0!"}},{"$error":"#DIV/0!"},{"$error":"#DIV/0!"},{"$error":"#DIV/0!"},{"$error":"#DIV/0!"},{"$error":"#DIV/0!"},{"$error":"#DIV/0!"},{"$error":"#DIV/0!"},{"$error":"#DIV/0!"},{"$error":"#DIV/0!"},{"$error":"#DIV/0!"},{"$error":"#DIV/0!"},{"$error":"#DIV/0!"},{"$error":"#DIV/0!"},{"$error":"#DIV/0!"},{"$error":"#DIV/0!"},{"$error":"#DIV/0!"},{"$error":"#DIV/0!"},{"$error":"#DIV/0!"}]
[474]
[475,"Total benefit for all stakeholders",null,null,null,null,null,null,{"$f":"+I1","v":2015},2016,2017,2018,2019,2020,2021,2022,2023,2024,2025,2026,2027,2028,2029,2030,2031,2032,2033,2034,2035]
[476,{"$f":"+B358","v":"Supplier, large CHP"},null,null,null,{"$f":"I476+NPV(+F$199,J476:AC476)","v":{"$error":"#DIV/0!"}},{"$f":"\"k\"&Summary!$G$3","v":"k£"},null,{"$f":"+I367","v":{"$error":"#DIV/0!"}},{"$error":"#DIV/0!"},{"$error":"#DIV/0!"},{"$error":"#DIV/0!"},{"$error":"#DIV/0!"},{"$error":"#DIV/0!"},{"$error":"#DIV/0!"},{"$error":"#DIV/0!"},{"$error":"#DIV/0!"},{"$error":"#DIV/0!"},{"$error":"#DIV/0!"},{"$error":"#DIV/0!"},{"$error":"#DIV/0!"},{"$error":"#DIV/0!"},{"$error":"#DIV/0!"},{"$error":"#DIV/0!"},{"$error":"#DIV/0!"},{"$error":"#DIV/0!"},{"$error":"#DIV/0!"},{"$error":"#DIV/0!"},{"$error":"#DIV/0!"}]
[477,{"$f":"+B371","v":"Supplier, Surplus heat"},null,null,null,{"$f":"I477+NPV(+F$199,J477:AC477)","v":{"$error":"#DIV/0!"}},{"$f":"\"k\"&Summary!$G$3","v":"k£"},null,{"$f":"+I380","v":{"$error":"#DIV/0!"}},{"$error":"#DIV/0!"},{"$error":"#DIV/0!"},{"$error":"#DIV/0!"},{"$error":"#DIV/0!"},{"$error":"#DIV/0!"},{"$error":"#DIV/0!"},{"$error":"#DIV/0!"},{"$error":"#DIV/0!"},{"$error":"#DIV/0!"},{"$error":"#DIV/0!"},{"$error":"#DIV/0!"},{"$error":"#DIV/0!"},{"$error":"#DIV/0!"},{"$error":"#DIV/0!"},{"$error":"#DIV/0!"},{"$error":"#DIV/0!"},{"$error":"#DIV/0!"},{"$error":"#DIV/0!"},{"$error":"#DIV/0!"},{"$error":"#DIV/0!"}]
[{"$f":"+A477+1","v":478},{"$f":"+B384","v":"District heating company, cash flow, revenues and costs"},null,null,null,{"$f":"I478+NPV(+F$199,J478:AC478)","v":{"$error":"#DIV/0!"}},{"$f":"\"k\"&Summary!$G$3","v":"k£"},null,{"$f":"+I454","v":{"$error":"#DIV/0!"}},{"$error":"#DIV/0!"},{"$error":"#DIV/0!"},{"$error":"#DIV/0!"},{"$error":"#DIV/0!"},{"$error":"#DIV/0!"},{"$error":"#DIV/0!"},{"$error":"#DIV/0!"},{"$error":"#DIV/0!"},{"$error":"#DIV/0!"},{"$error":"#DIV/0!"},{"$error":"#DIV/0!"},{"$error":"#DIV/0!"},{"$error":"#DIV/0!"},{"$error":"#DIV/0!"},{"$error":"#DIV/0!"},{"$error":"#DIV/0!"},{"$error":"#DIV/0!"},{"$error":"#DIV/0!"},{"$error":"#DIV/0!"},{"$error":"#DIV/0!"}]
[479,{"$f":"+B461","v":"Consumers"},null,null,null,{"$f":"I479+NPV(+F$199,J479:AC479)","v":{"$error":"#DIV/0!"}},{"$f":"\"k\"&Summary!$G$3","v":"k£"},null,{"$f":"+I473","v":{"$error":"#DIV/0!"}},{"$f":"+J473","v":{"$error":"#DIV/0!"}},{"$error":"#DIV/0!"},{"$error":"#DIV/0!"},{"$error":"#DIV/0!"},{"$error":"#DIV/0!"},{"$error":"#DIV/0!"},{"$error":"#DIV/0!"},{"$error":"#DIV/0!"},{"$error":"#DIV/0!"},{"$error":"#DIV/0!"},{"$error":"#DIV/0!"},{"$error":"#DIV/0!"},{"$error":"#DIV/0!"},{"$error":"#DIV/0!"},{"$error":"#DIV/0!"},{"$error":"#DIV/0!"},{"$error":"#DIV/0!"},{"$error":"#DIV/0!"},{"$error":"#DIV/0!"},{"$error":"#DIV/0!"}]
[480,"Total local community",null,null,null,{"$f":"I480+NPV(+F$199,J480:AC480)","v":{"$error":"#DIV/0!"}},{"$f":"\"k\"&Summary!$G$3","v":"k£"},null,{"$f":"SUM(I476:I479)","v":{"$error":"#DIV/0!"}},{"$f":"SUM(J476:J479)","v":{"$error":"#DIV/0!"}},{"$error":"#DIV/0!"},{"$error":"#DIV/0!"},{"$error":"#DIV/0!"},{"$error":"#DIV/0!"},{"$error":"#DIV/0!"},{"$error":"#DIV/0!"},{"$error":"#DIV/0!"},{"$error":"#DIV/0!"},{"$error":"#DIV/0!"},{"$error":"#DIV/0!"},{"$error":"#DIV/0!"},{"$error":"#DIV/0!"},{"$error":"#DIV/0!"},{"$error":"#DIV/0!"},{"$error":"#DIV/0!"},{"$error":"#DIV/0!"},{"$error":"#DIV/0!"},{"$error":"#DIV/0!"},{"$error":"#DIV/0!"}]
[481,"IRR  ",null,null,null,{"$f":"+IRR(I480:AC480,0.05)","v":{"$error":"#VALUE!"}},"%"]
[482,"Control: difference between total and sum og totals",null,null,null,{"$f":"I482+NPV(+F$199,J482:AC482)","v":{"$error":"#DIV/0!"}},{"$f":"\"k\"&Summary!$G$3","v":"k£"},null,{"$f":"+I348-I480","v":{"$error":"#DIV/0!"}},{"$error":"#DIV/0!"},{"$error":"#DIV/0!"},{"$error":"#DIV/0!"},{"$error":"#DIV/0!"},{"$error":"#DIV/0!"},{"$error":"#DIV/0!"},{"$error":"#DIV/0!"},{"$error":"#DIV/0!"},{"$error":"#DIV/0!"},{"$error":"#DIV/0!"},{"$error":"#DIV/0!"},{"$error":"#DIV/0!"},{"$error":"#DIV/0!"},{"$error":"#DIV/0!"},{"$error":"#DIV/0!"},{"$error":"#DIV/0!"},{"$error":"#DIV/0!"},{"$error":"#DIV/0!"},{"$error":"#DIV/0!"},{"$error":"#DIV/0!"}]
[483]
[484]
[485,"Financial projection for district heating company",null,null,null,null,"Price of the year"]
[486,"Inflation index",null,null,null,{"$f":"+Summary!J77","v":0.02},"%",null,{"$f":"+$F486","v":0.02},{"$f":"+$F486","v":0.02},0.02,0.02,0.02,0.02,0.02,0.02,0.02,0.02,0.02,0.02,0.02,0.02,0.02,0.02,0.02,0.02,0.02,0.02,0.02]
[487,{"$f":"+I1","v":2015},"index = 1","Nominal interest rate",null,{"$f":"+Summary!J78","v":0.05},"%",null,1,{"$f":"+I487*(1+I486)","v":1.02},1.0404,1.0612079999999999,1.08243216,1.1040808032,1.1261624192640001,1.14868566764928,1.1716593810022657,1.1950925686223111,1.2189944199947573,1.2433743083946525,1.2682417945625455,1.2936066304537963,1.3194787630628724,1.3458683383241299,1.3727857050906125,1.4002414191924248,1.4282462475762734,1.4568111725277988,1.4859473959783549]
[488]
[489,{"$f":"+B448","v":"Connection fee"},null,null,null,null,{"$f":"\"k\"&Summary!$G$3","v":"k£"},null,{"$f":"+I448*I$487","v":{"$error":"#DIV/0!"}},{"$f":"+J448*J$487","v":{"$error":"#DIV/0!"}},{"$error":"#DIV/0!"},{"$error":"#DIV/0!"},{"$error":"#DIV/0!"},{"$error":"#DIV/0!"},{"$error":"#DIV/0!"},{"$error":"#DIV/0!"},{"$error":"#DIV/0!"},{"$error":"#DIV/0!"},{"$error":"#DIV/0!"},{"$error":"#DIV/0!"},{"$error":"#DIV/0!"},{"$error":"#DIV/0!"},{"$error":"#DIV/0!"},{"$error":"#DIV/0!"},{"$error":"#DIV/0!"},{"$error":"#DIV/0!"},{"$error":"#DIV/0!"},{"$error":"#DIV/0!"},{"$error":"#DIV/0!"}]
[490,"Revenues for sale of heat",null,null,null,null,{"$f":"\"k\"&Summary!$G$3","v":"k£"},null,{"$f":"+I449*I$487","v":0},0,0,0,0,0,0,0,0,0,0,0,0,0,0,0,0,0,0,0,0]
[491,"Revenues from Heat Incentive tariff",null,null,null,null,{"$f":"\"k\"&Summary!$G$3","v":"k£"},null,0,{"$error":"#DIV/0!"},{"$error":"#DIV/0!"},{"$error":"#DIV/0!"},{"$error":"#DIV/0!"},{"$error":"#DIV/0!"},{"$error":"#DIV/0!"},{"$error":"#DIV/0!"},{"$error":"#DIV/0!"},{"$error":"#DIV/0!"},{"$error":"#DIV/0!"},0,0,0,0,0,0,0,0,0,0]
[492,"Purchase of energy",null,null,null,null,{"$f":"\"k\"&Summary!$G$3","v":"k£"},null,{"$f":"+I451*I$487","v":{"$error":"#DIV/0!"}},{"$error":"#DIV/0!"},{"$error":"#DIV/0!"},{"$error":"#DIV/0!"},{"$error":"#DIV/0!"},{"$error":"#DIV/0!"},{"$error":"#DIV/0!"},{"$error":"#DIV/0!"},{"$error":"#DIV/0!"},{"$error":"#DIV/0!"},{"$error":"#DIV/0!"},{"$error":"#DIV/0!"},{"$error":"#DIV/0!"},{"$error":"#DIV/0!"},{"$error":"#DIV/0!"},{"$error":"#DIV/0!"},{"$error":"#DIV/0!"},{"$error":"#DIV/0!"},{"$error":"#DIV/0!"},{"$error":"#DIV/0!"},{"$error":"#DIV/0!"}]
[493,"Total investment",null,null,null,null,{"$f":"\"k\"&Summary!$G$3","v":"k£"},null,{"$f":"+I452*I$487","v":{"$error":"#DIV/0!"}},{"$error":"#DIV/0!"},{"$error":"#DIV/0!"},{"$error":"#DIV/0!"},{"$error":"#DIV/0!"},{"$error":"#DIV/0!"},{"$error":"#DIV/0!"},{"$error":"#DIV/0!"},{"$error":"#DIV/0!"},{"$error":"#DIV/0!"},{"$error":"#DIV/0!"},{"$error":"#DIV/0!"},{"$error":"#DIV/0!"},{"$error":"#DIV/0!"},{"$error":"#DIV/0!"},{"$error":"#DIV/0!"},{"$error":"#DIV/0!"},{"$error":"#DIV/0!"},{"$error":"#DIV/0!"},{"$error":"#DIV/0!"},0]
[494,"Total O&M costs",null,null,null,null,{"$f":"\"k\"&Summary!$G$3","v":"k£"},null,{"$f":"+I453*I$487","v":{"$error":"#DIV/0!"}},{"$error":"#DIV/0!"},{"$error":"#DIV/0!"},{"$error":"#DIV/0!"},{"$error":"#DIV/0!"},{"$error":"#DIV/0!"},{"$error":"#DIV/0!"},{"$error":"#DIV/0!"},{"$error":"#DIV/0!"},{"$error":"#DIV/0!"},{"$error":"#DIV/0!"},{"$error":"#DIV/0!"},{"$error":"#DIV/0!"},{"$error":"#DIV/0!"},{"$error":"#DIV/0!"},{"$error":"#DIV/0!"},{"$error":"#DIV/0!"},{"$error":"#DIV/0!"},{"$error":"#DIV/0!"},{"$error":"#DIV/0!"},{"$error":"#DIV/0!"}]
[495,"Income minus costs in prices of the year",null,null,null,null,{"$f":"\"k\"&Summary!$G$3","v":"k£"},null,{"$f":"SUM(I489:I494)","v":{"$error":"#DIV/0!"}},{"$f":"SUM(J489:J494)","v":{"$error":"#DIV/0!"}},{"$error":"#DIV/0!"},{"$error":"#DIV/0!"},{"$error":"#DIV/0!"},{"$error":"#DIV/0!"},{"$error":"#DIV/0!"},{"$error":"#DIV/0!"},{"$error":"#DIV/0!"},{"$error":"#DIV/0!"},{"$error":"#DIV/0!"},{"$error":"#DIV/0!"},{"$error":"#DIV/0!"},{"$error":"#DIV/0!"},{"$error":"#DIV/0!"},{"$error":"#DIV/0!"},{"$error":"#DIV/0!"},{"$error":"#DIV/0!"},{"$error":"#DIV/0!"},{"$error":"#DIV/0!"},{"$error":"#DIV/0!"}]
[496]
[497,{"$f":"+B438","v":"Total investment"},null,null,null,null,{"$f":"\"k\"&Summary!$G$3","v":"k£"},null,{"$f":"-I493","v":{"$error":"#DIV/0!"}},{"$f":"-J493","v":{"$error":"#DIV/0!"}},{"$error":"#DIV/0!"},{"$error":"#DIV/0!"},{"$error":"#DIV/0!"},{"$error":"#DIV/0!"},{"$error":"#DIV/0!"},{"$error":"#DIV/0!"},{"$error":"#DIV/0!"},{"$error":"#DIV/0!"},{"$error":"#DIV/0!"},{"$error":"#DIV/0!"},{"$error":"#DIV/0!"},{"$error":"#DIV/0!"},{"$error":"#DIV/0!"},{"$error":"#DIV/0!"},{"$error":"#DIV/0!"},{"$error":"#DIV/0!"},{"$error":"#DIV/0!"},{"$error":"#DIV/0!"},0]
[498,"Minus connection fee to cover part of the investment in connection",null,null,null,null,{"$f":"\"k\"&Summary!$G$3","v":"k£"},null,{"$f":"-I489","v":{"$error":"#DIV/0!"}},{"$f":"-J489","v":{"$error":"#DIV/0!"}},{"$error":"#DIV/0!"},{"$error":"#DIV/0!"},{"$error":"#DIV/0!"},{"$error":"#DIV/0!"},{"$error":"#DIV/0!"},{"$error":"#DIV/0!"},{"$error":"#DIV/0!"},{"$error":"#DIV/0!"},{"$error":"#DIV/0!"},{"$error":"#DIV/0!"},{"$error":"#DIV/0!"},{"$error":"#DIV/0!"},{"$error":"#DIV/0!"},{"$error":"#DIV/0!"},{"$error":"#DIV/0!"},{"$error":"#DIV/0!"},{"$error":"#DIV/0!"},{"$error":"#DIV/0!"},{"$error":"#DIV/0!"}]
[499,"Net investment to be depreciated",null,null,null,null,{"$f":"\"k\"&Summary!$G$3","v":"k£"},null,{"$f":"+I497+I498","v":{"$error":"#DIV/0!"}},{"$f":"+J497+J498","v":{"$error":"#DIV/0!"}},{"$error":"#DIV/0!"},{"$error":"#DIV/0!"},{"$error":"#DIV/0!"},{"$error":"#DIV/0!"},{"$error":"#DIV/0!"},{"$error":"#DIV/0!"},{"$error":"#DIV/0!"},{"$error":"#DIV/0!"},{"$error":"#DIV/0!"},{"$error":"#DIV/0!"},{"$error":"#DIV/0!"},{"$error":"#DIV/0!"},{"$error":"#DIV/0!"},{"$error":"#DIV/0!"},{"$error":"#DIV/0!"},{"$error":"#DIV/0!"},{"$error":"#DIV/0!"},{"$error":"#DIV/0!"},{"$error":"#DIV/0!"}]
[500]
[501,"Depreciation of new investments minus connection fee"]
[502,"Depreciation period",null,{"$f":"+Summary!J$81","v":20},null,null,null,null,0,{"$f":"+I502+1","v":1},{"$f":"+J502+1","v":2},3,4,5,6,7,8,9,10,11,12,13,14,15,16,17,18,19,20]
[503,"Depreciation of investment in",null,{"$f":"+I1","v":2015},null,null,{"$f":"\"k\"&Summary!$G$3","v":"k£"},null,null,{"$f":"+IF((J$502-$J$502)<($D$502),$I$499/$D$502,0)","v":{"$error":"#DIV/0!"}},{"$error":"#DIV/0!"},{"$error":"#DIV/0!"},{"$error":"#DIV/0!"},{"$error":"#DIV/0!"},{"$error":"#DIV/0!"},{"$error":"#DIV/0!"},{"$error":"#DIV/0!"},{"$error":"#DIV/0!"},{"$error":"#DIV/0!"},{"$error":"#DIV/0!"},{"$error":"#DIV/0!"},{"$error":"#DIV/0!"},{"$error":"#DIV/0!"},{"$error":"#DIV/0!"},{"$error":"#DIV/0!"},{"$error":"#DIV/0!"},{"$error":"#DIV/0!"},{"$error":"#DIV/0!"},{"$error":"#DIV/0!"}]
[504,"Depreciation of investment in",null,{"$f":"+J1","v":2016},null,null,{"$f":"\"k\"&Summary!$G$3","v":"k£"},null,null,null,{"$f":"+IF((K$502-$K$502)<($D$502),$J$499/$D$502,0)","v":{"$error":"#DIV/0!"}},{"$error":"#DIV/0!"},{"$error":"#DIV/0!"},{"$error":"#DIV/0!"},{"$error":"#DIV/0!"},{"$error":"#DIV/0!"},{"$error":"#DIV/0!"},{"$error":"#DIV/0!"},{"$error":"#DIV/0!"},{"$error":"#DIV/0!"},{"$error":"#DIV/0!"},{"$error":"#DIV/0!"},{"$error":"#DIV/0!"},{"$error":"#DIV/0!"},{"$error":"#DIV/0!"},{"$error":"#DIV/0!"},{"$error":"#DIV/0!"},{"$error":"#DIV/0!"},{"$error":"#DIV/0!"}]
[505,"Depreciation of investment in",null,{"$f":"+D504+1","v":2017},null,null,{"$f":"\"k\"&Summary!$G$3","v":"k£"},null,null,null,null,{"$f":"+IF((L$502-$L$502)<($D$502),$K$499/$D$502,0)","v":{"$error":"#DIV/0!"}},{"$error":"#DIV/0!"},{"$error":"#DIV/0!"},{"$error":"#DIV/0!"},{"$error":"#DIV/0!"},{"$error":"#DIV/0!"},{"$error":"#DIV/0!"},{"$error":"#DIV/0!"},{"$error":"#DIV/0!"},{"$error":"#DIV/0!"},{"$error":"#DIV/0!"},{"$error":"#DIV/0!"},{"$error":"#DIV/0!"},{"$error":"#DIV/0!"},{"$error":"#DIV/0!"},{"$error":"#DIV/0!"},{"$error":"#DIV/0!"},{"$error":"#DIV/0!"}]
[506,"Depreciation of investment in",null,2018,null,null,{"$f":"\"k\"&Summary!$G$3","v":"k£"},null,null,null,null,"",{"$f":"+IF((M$502-$M$502)<($D$502),$L$499/$D$502,0)","v":{"$error":"#DIV/0!"}},{"$error":"#DIV/0!"},{"$error":"#DIV/0!"},{"$error":"#DIV/0!"},{"$error":"#DIV/0!"},{"$error":"#DIV/0!"},{"$error":"#DIV/0!"},{"$error":"#DIV/0!"},{"$error":"#DIV/0!"},{"$error":"#DIV/0!"},{"$error":"#DIV/0!"},{"$error":"#DIV/0!"},{"$error":"#DIV/0!"},{"$error":"#DIV/0!"},{"$error":"#DIV/0!"},{"$error":"#DIV/0!"},{"$error":"#DIV/0!"}]
[{"$f":"+A506+1","v":507},"Depreciation of investment in",null,2019,null,null,{"$f":"\"k\"&Summary!$G$3","v":"k£"},null,null,null,null,null,"",{"$f":"+IF((N$502-$N$502)<($D$502),$M$499/$D$502,0)","v":{"$error":"#DIV/0!"}},{"$error":"#DIV/0!"},{"$error":"#DIV/0!"},{"$error":"#DIV/0!"},{"$error":"#DIV/0!"},{"$error":"#DIV/0!"},{"$error":"#DIV/0!"},{"$error":"#DIV/0!"},{"$error":"#DIV/0!"},{"$error":"#DIV/0!"},{"$error":"#DIV/0!"},{"$error":"#DIV/0!"},{"$error":"#DIV/0!"},{"$error":"#DIV/0!"},{"$error":"#DIV/0!"},{"$error":"#DIV/0!"}]
[508,"Depreciation of investment in",null,2020,null,null,{"$f":"\"k\"&Summary!$G$3","v":"k£"},null,null,null,null,null,null,"",{"$f":"+IF((O$502-$O$502)<($D$502),$N$499/$D$502,0)","v":{"$error":"#DIV/0!"}},{"$error":"#DIV/0!"},{"$error":"#DIV/0!"},{"$error":"#DIV/0!"},{"$error":"#DIV/0!"},{"$error":"#DIV/0!"},{"$error":"#DIV/0!"},{"$error":"#DIV/0!"},{"$error":"#DIV/0!"},{"$error":"#DIV/0!"},{"$error":"#DIV/0!"},{"$error":"#DIV/0!"},{"$error":"#DIV/0!"},{"$error":"#DIV/0!"},{"$error":"#DIV/0!"}]
[509,"Depreciation of investment in",null,2021,null,null,{"$f":"\"k\"&Summary!$G$3","v":"k£"},null,null,null,null,null,null,null,"",{"$f":"+IF((P$502-$P$502)<($D$502),$O$499/$D$502,0)","v":{"$error":"#DIV/0!"}},{"$error":"#DIV/0!"},{"$error":"#DIV/0!"},{"$error":"#DIV/0!"},{"$error":"#DIV/0!"},{"$error":"#DIV/0!"},{"$error":"#DIV/0!"},{"$error":"#DIV/0!"},{"$error":"#DIV/0!"},{"$error":"#DIV/0!"},{"$error":"#DIV/0!"},{"$error":"#DIV/0!"},{"$error":"#DIV/0!"},{"$error":"#DIV/0!"}]
[510,"Depreciation of investment in",null,2022,null,null,{"$f":"\"k\"&Summary!$G$3","v":"k£"},null,null,null,null,null,null,null,null,"",{"$f":"+IF((Q$502-$Q$502)<($D$502),$P$499/$D$502,0)","v":{"$error":"#DIV/0!"}},{"$error":"#DIV/0!"},{"$error":"#DIV/0!"},{"$error":"#DIV/0!"},{"$error":"#DIV/0!"},{"$error":"#DIV/0!"},{"$error":"#DIV/0!"},{"$error":"#DIV/0!"},{"$error":"#DIV/0!"},{"$error":"#DIV/0!"},{"$error":"#DIV/0!"},{"$error":"#DIV/0!"},{"$error":"#DIV/0!"}]
[511,"Depreciation of investment in",null,2023,null,null,{"$f":"\"k\"&Summary!$G$3","v":"k£"},null,null,null,null,null,null,null,null,null,"",{"$f":"+IF((R$502-$R$502)<($D$502),$Q$499/$D$502,0)","v":{"$error":"#DIV/0!"}},{"$error":"#DIV/0!"},{"$error":"#DIV/0!"},{"$error":"#DIV/0!"},{"$error":"#DIV/0!"},{"$error":"#DIV/0!"},{"$error":"#DIV/0!"},{"$error":"#DIV/0!"},{"$error":"#DIV/0!"},{"$error":"#DIV/0!"},{"$error":"#DIV/0!"},{"$error":"#DIV/0!"}]
[512,"Depreciation of investment in",null,2024,null,null,{"$f":"\"k\"&Summary!$G$3","v":"k£"},null,null,null,null,null,null,null,null,null,null,"",{"$f":"+IF((S$502-$S$502)<($D$502),$R$499/$D$502,0)","v":{"$error":"#DIV/0!"}},{"$error":"#DIV/0!"},{"$error":"#DIV/0!"},{"$error":"#DIV/0!"},{"$error":"#DIV/0!"},{"$error":"#DIV/0!"},{"$error":"#DIV/0!"},{"$error":"#DIV/0!"},{"$error":"#DIV/0!"},{"$error":"#DIV/0!"},{"$error":"#DIV/0!"}]
[513,"Depreciation of investment in",null,2025,null,null,{"$f":"\"k\"&Summary!$G$3","v":"k£"},null,null,null,null,null,null,null,null,null,null,null,"",{"$f":"+IF((T$502-$T$502)<($D$502),$S$499/$D$502,0)","v":{"$error":"#DIV/0!"}},{"$error":"#DIV/0!"},{"$error":"#DIV/0!"},{"$error":"#DIV/0!"},{"$error":"#DIV/0!"},{"$error":"#DIV/0!"},{"$error":"#DIV/0!"},{"$error":"#DIV/0!"},{"$error":"#DIV/0!"},{"$error":"#DIV/0!"}]
[514,"Depreciation of investment in",null,2026,null,null,{"$f":"\"k\"&Summary!$G$3","v":"k£"},null,null,null,null,null,null,null,null,null,null,null,null,"",{"$f":"+IF((U$502-$U$502)<($D$502),$T$499/$D$502,0)","v":{"$error":"#DIV/0!"}},{"$error":"#DIV/0!"},{"$error":"#DIV/0!"},{"$error":"#DIV/0!"},{"$error":"#DIV/0!"},{"$error":"#DIV/0!"},{"$error":"#DIV/0!"},{"$error":"#DIV/0!"},{"$error":"#DIV/0!"}]
[515,"Depreciation of investment in",null,2027,null,null,{"$f":"\"k\"&Summary!$G$3","v":"k£"},null,null,null,null,null,null,null,null,null,null,null,null,null,"",{"$f":"+IF((V$502-$V$502)<($D$502),$U$499/$D$502,0)","v":{"$error":"#DIV/0!"}},{"$error":"#DIV/0!"},{"$error":"#DIV/0!"},{"$error":"#DIV/0!"},{"$error":"#DIV/0!"},{"$error":"#DIV/0!"},{"$error":"#DIV/0!"},{"$error":"#DIV/0!"}]
[516,"Depreciation of investment in",null,2028,null,null,{"$f":"\"k\"&Summary!$G$3","v":"k£"},null,null,null,null,null,null,null,null,null,null,null,null,null,null,"",{"$f":"+IF((W$502-$W$502)<($D$502),$V$499/$D$502,0)","v":{"$error":"#DIV/0!"}},{"$error":"#DIV/0!"},{"$error":"#DIV/0!"},{"$error":"#DIV/0!"},{"$error":"#DIV/0!"},{"$error":"#DIV/0!"},{"$error":"#DIV/0!"}]
[517,"Depreciation of investment in",null,2029,null,null,{"$f":"\"k\"&Summary!$G$3","v":"k£"},null,null,null,null,null,null,null,null,null,null,null,null,null,null,null,"",{"$f":"+IF((X$502-$X$502)<($D$502),$W$499/$D$502,0)","v":{"$error":"#DIV/0!"}},{"$error":"#DIV/0!"},{"$error":"#DIV/0!"},{"$error":"#DIV/0!"},{"$error":"#DIV/0!"},{"$error":"#DIV/0!"}]
[518,"Depreciation of investment in",null,2030,null,null,{"$f":"\"k\"&Summary!$G$3","v":"k£"},null,null,null,null,null,null,null,null,null,null,null,null,null,null,null,null,"",{"$f":"+IF((Y$502-$Y$502)<($D$502),$X$499/$D$502,0)","v":{"$error":"#DIV/0!"}},{"$error":"#DIV/0!"},{"$error":"#DIV/0!"},{"$error":"#DIV/0!"},{"$error":"#DIV/0!"}]
[519,"Depreciation of investment in",null,2031,null,null,{"$f":"\"k\"&Summary!$G$3","v":"k£"},null,null,null,null,null,null,null,null,null,null,null,null,null,null,null,null,null,"",{"$f":"+IF((Z$502-$Z$502)<($D$502),$Y$499/$D$502,0)","v":{"$error":"#DIV/0!"}},{"$error":"#DIV/0!"},{"$error":"#DIV/0!"},{"$error":"#DIV/0!"}]
[520,"Depreciation of investment in",null,2032,null,null,{"$f":"\"k\"&Summary!$G$3","v":"k£"},null,null,null,null,null,null,null,null,null,null,null,null,null,null,null,null,null,null,"",{"$f":"+IF((AA$502-$AA$502)<($D$502),$Z$499/$D$502,0)","v":{"$error":"#DIV/0!"}},{"$error":"#DIV/0!"},{"$error":"#DIV/0!"}]
[521,"Depreciation of investment in",null,2033,null,null,{"$f":"\"k\"&Summary!$G$3","v":"k£"},null,null,null,null,null,null,null,null,null,null,null,null,null,null,null,null,null,null,null,"",{"$f":"+IF((AB$502-$AB$502)<($D$502),$AA$499/$D$502,0)","v":{"$error":"#DIV/0!"}},{"$error":"#DIV/0!"}]
[522,"Depreciation of investment in",null,2034,null,null,{"$f":"\"k\"&Summary!$G$3","v":"k£"},null,null,null,null,null,null,null,null,null,null,null,null,null,null,null,null,null,null,null,null,"",{"$f":"+IF((AC$502-$AC$502)<($D$502),$AB$499/$D$502,0)","v":{"$error":"#DIV/0!"}}]
[523,"Total depreciation of new investments",null,null,null,null,{"$f":"\"k\"&Summary!$G$3","v":"k£"},null,{"$f":"SUM(I503:I522)","v":0},{"$f":"SUM(J503:J522)","v":{"$error":"#DIV/0!"}},{"$error":"#DIV/0!"},{"$error":"#DIV/0!"},{"$error":"#DIV/0!"},{"$error":"#DIV/0!"},{"$error":"#DIV/0!"},{"$error":"#DIV/0!"},{"$error":"#DIV/0!"},{"$error":"#DIV/0!"},{"$error":"#DIV/0!"},{"$error":"#DIV/0!"},{"$error":"#DIV/0!"},{"$error":"#DIV/0!"},{"$error":"#DIV/0!"},{"$error":"#DIV/0!"},{"$error":"#DIV/0!"},{"$error":"#DIV/0!"},{"$error":"#DIV/0!"},{"$error":"#DIV/0!"},{"$error":"#DIV/0!"}]
[524]
[525,"Total assets of new investments, end of year",null,null,null,null,{"$f":"\"k\"&Summary!$G$3","v":"k£"},null,{"$f":"+I499-I523","v":{"$error":"#DIV/0!"}},{"$f":"+I525+J499-J523","v":{"$error":"#DIV/0!"}},{"$error":"#DIV/0!"},{"$error":"#DIV/0!"},{"$error":"#DIV/0!"},{"$error":"#DIV/0!"},{"$error":"#DIV/0!"},{"$error":"#DIV/0!"},{"$error":"#DIV/0!"},{"$error":"#DIV/0!"},{"$error":"#DIV/0!"},{"$error":"#DIV/0!"},{"$error":"#DIV/0!"},{"$error":"#DIV/0!"},{"$error":"#DIV/0!"},{"$error":"#DIV/0!"},{"$error":"#DIV/0!"},{"$error":"#DIV/0!"},{"$error":"#DIV/0!"},{"$error":"#DIV/0!"},{"$error":"#DIV/0!"}]
[526]
[]
[{"$f":"+A527+1","v":1},"Depreciation period",null,20,null,null,null,null,0,{"$f":"+I528+1","v":1},{"$f":"+J528+1","v":2},{"$f":"+K528+1","v":3},{"$f":"+L528+1","v":4},{"$f":"+M528+1","v":5},{"$f":"+N528+1","v":6},{"$f":"+O528+1","v":7},{"$f":"+P528+1","v":8},{"$f":"+Q528+1","v":9},{"$f":"+R528+1","v":10},{"$f":"+S528+1","v":11},{"$f":"+T528+1","v":12},{"$f":"+U528+1","v":13},{"$f":"+V528+1","v":14},{"$f":"+W528+1","v":15},{"$f":"+X528+1","v":16},{"$f":"+Y528+1","v":17},{"$f":"+Z528+1","v":18},{"$f":"+AA528+1","v":19},{"$f":"+AB528+1","v":20},{"$f":"+AC528+1","v":21},{"$f":"+AD528+1","v":22},{"$f":"+AE528+1","v":23},{"$f":"+AF528+1","v":24},{"$f":"+AG528+1","v":25},{"$f":"+AH528+1","v":26},{"$f":"+AI528+1","v":27},{"$f":"+AJ528+1","v":28},{"$f":"+AK528+1","v":29},{"$f":"+AL528+1","v":30},{"$f":"+AM528+1","v":31},{"$f":"+AN528+1","v":32},{"$f":"+AO528+1","v":33},{"$f":"+AP528+1","v":34},{"$f":"+AQ528+1","v":35},{"$f":"+AR528+1","v":36},{"$f":"+AS528+1","v":37},{"$f":"+AT528+1","v":38},{"$f":"+AU528+1","v":39},{"$f":"+AV528+1","v":40},{"$f":"+AW528+1","v":41},{"$f":"+AX528+1","v":42},{"$f":"+AY528+1","v":43},{"$f":"+AZ528+1","v":44},{"$f":"+BA528+1","v":45},{"$f":"+BB528+1","v":46},{"$f":"+BC528+1","v":47},{"$f":"+BD528+1","v":48},{"$f":"+BE528+1","v":49},{"$f":"+BF528+1","v":50},{"$f":"+BG528+1","v":51},{"$f":"+BH528+1","v":52},{"$f":"+BI528+1","v":53},{"$f":"+BJ528+1","v":54},{"$f":"+BK528+1","v":55},{"$f":"+BL528+1","v":56},{"$f":"+BM528+1","v":57},{"$f":"+BN528+1","v":58}]
[null,"Asset - BEG",null,null,null,null,null,null,{"$f":" G532","v":0},{"$f":" H532","v":0},{"$error":"#DIV/0!"},{"$error":"#DIV/0!"},{"$error":"#DIV/0!"},{"$error":"#DIV/0!"},{"$error":"#DIV/0!"},{"$error":"#DIV/0!"},{"$error":"#DIV/0!"},{"$error":"#DIV/0!"},{"$error":"#DIV/0!"},{"$error":"#DIV/0!"},{"$error":"#DIV/0!"},{"$error":"#DIV/0!"},{"$error":"#DIV/0!"},{"$error":"#DIV/0!"},{"$error":"#DIV/0!"},{"$error":"#DIV/0!"},{"$error":"#DIV/0!"},{"$error":"#DIV/0!"},{"$error":"#DIV/0!"},{"$error":"#DIV/0!"},{"$error":"#DIV/0!"},{"$error":"#DIV/0!"},{"$error":"#DIV/0!"},{"$error":"#DIV/0!"},{"$error":"#DIV/0!"},{"$error":"#DIV/0!"},{"$error":"#DIV/0!"},{"$error":"#DIV/0!"},{"$error":"#DIV/0!"},{"$error":"#DIV/0!"},{"$error":"#DIV/0!"},{"$error":"#DIV/0!"},{"$error":"#DIV/0!"},{"$error":"#DIV/0!"},{"$error":"#DIV/0!"},{"$error":"#DIV/0!"},{"$error":"#DIV/0!"},{"$error":"#DIV/0!"},{"$error":"#DIV/0!"},{"$error":"#DIV/0!"},{"$error":"#DIV/0!"},{"$error":"#DIV/0!"},{"$error":"#DIV/0!"},{"$error":"#DIV/0!"},{"$error":"#DIV/0!"},{"$error":"#DIV/0!"},{"$error":"#DIV/0!"},{"$error":"#DIV/0!"},{"$error":"#DIV/0!"},{"$error":"#DIV/0!"},{"$error":"#DIV/0!"},{"$error":"#DIV/0!"},{"$error":"#DIV/0!"},{"$error":"#DIV/0!"},{"$error":"#DIV/0!"},{"$error":"#DIV/0!"},{"$error":"#DIV/0!"},{"$error":"#DIV/0!"},{"$error":"#DIV/0!"},{"$error":"#DIV/0!"},{"$error":"#DIV/0!"},{"$error":"#DIV/0!"},{"$error":"#DIV/0!"},{"$f":" BT532","v":{"$error":"#DIV/0!"}},{"$error":"#DIV/0!"},{"$error":"#DIV/0!"},{"$error":"#DIV/0!"},{"$error":"#DIV/0!"},{"$error":"#DIV/0!"},{"$error":"#DIV/0!"},{"$error":"#DIV/0!"},{"$error":"#DIV/0!"},{"$error":"#DIV/0!"},{"$error":"#DIV/0!"},{"$error":"#DIV/0!"},{"$error":"#DIV/0!"},{"$error":"#DIV/0!"},{"$error":"#DIV/0!"},{"$error":"#DIV/0!"},{"$error":"#DIV/0!"},{"$error":"#DIV/0!"},{"$error":"#DIV/0!"},{"$error":"#DIV/0!"},{"$error":"#DIV/0!"},{"$error":"#DIV/0!"},{"$error":"#DIV/0!"},{"$error":"#DIV/0!"},{"$error":"#DIV/0!"},{"$error":"#DIV/0!"},{"$error":"#DIV/0!"},{"$error":"#DIV/0!"},{"$error":"#DIV/0!"},{"$error":"#DIV/0!"},{"$error":"#DIV/0!"},{"$error":"#DIV/0!"},{"$error":"#DIV/0!"},{"$error":"#DIV/0!"},{"$error":"#DIV/0!"},{"$error":"#DIV/0!"},{"$error":"#DIV/0!"},{"$error":"#DIV/0!"},{"$error":"#DIV/0!"},{"$error":"#DIV/0!"},{"$error":"#DIV/0!"},{"$error":"#DIV/0!"},{"$error":"#DIV/0!"},{"$error":"#DIV/0!"},{"$error":"#DIV/0!"},{"$error":"#DIV/0!"},{"$error":"#DIV/0!"},{"$error":"#DIV/0!"},{"$error":"#DIV/0!"},{"$error":"#DIV/0!"},{"$error":"#DIV/0!"},{"$error":"#DIV/0!"},{"$error":"#DIV/0!"},{"$error":"#DIV/0!"},{"$error":"#DIV/0!"},{"$error":"#DIV/0!"},{"$error":"#DIV/0!"},{"$error":"#DIV/0!"},{"$error":"#DIV/0!"},{"$error":"#DIV/0!"},{"$error":"#DIV/0!"},{"$error":"#DIV/0!"},{"$error":"#DIV/0!"},{"$error":"#DIV/0!"},{"$f":" EF532","v":{"$error":"#DIV/0!"}},{"$error":"#DIV/0!"},{"$error":"#DIV/0!"},{"$error":"#DIV/0!"},{"$error":"#DIV/0!"},{"$error":"#DIV/0!"},{"$error":"#DIV/0!"},{"$error":"#DIV/0!"},{"$error":"#DIV/0!"},{"$error":"#DIV/0!"},{"$error":"#DIV/0!"},{"$error":"#DIV/0!"},{"$error":"#DIV/0!"},{"$error":"#DIV/0!"},{"$error":"#DIV/0!"},{"$error":"#DIV/0!"},{"$error":"#DIV/0!"},{"$error":"#DIV/0!"},{"$error":"#DIV/0!"},{"$error":"#DIV/0!"},{"$error":"#DIV/0!"},{"$error":"#DIV/0!"},{"$error":"#DIV/0!"},{"$error":"#DIV/0!"},{"$error":"#DIV/0!"},{"$error":"#DIV/0!"},{"$error":"#DIV/0!"},{"$error":"#DIV/0!"},{"$error":"#DIV/0!"},{"$error":"#DIV/0!"},{"$error":"#DIV/0!"},{"$error":"#DIV/0!"},{"$error":"#DIV/0!"},{"$error":"#DIV/0!"},{"$error":"#DIV/0!"},{"$error":"#DIV/0!"},{"$error":"#DIV/0!"},{"$error":"#DIV/0!"},{"$error":"#DIV/0!"},{"$error":"#DIV/0!"},{"$error":"#DIV/0!"},{"$error":"#DIV/0!"},{"$error":"#DIV/0!"},{"$error":"#DIV/0!"},{"$error":"#DIV/0!"},{"$error":"#DIV/0!"},{"$error":"#DIV/0!"},{"$error":"#DIV/0!"},{"$error":"#DIV/0!"},{"$error":"#DIV/0!"},{"$error":"#DIV/0!"},{"$error":"#DIV/0!"},{"$error":"#DIV/0!"},{"$error":"#DIV/0!"},{"$error":"#DIV/0!"},{"$error":"#DIV/0!"},{"$error":"#DIV/0!"},{"$error":"#DIV/0!"},{"$error":"#DIV/0!"},{"$error":"#DIV/0!"},{"$error":"#DIV/0!"},{"$error":"#DIV/0!"},{"$error":"#DIV/0!"},{"$error":"#DIV/0!"},{"$f":" GR532","v":{"$error":"#DIV/0!"}},{"$error":"#DIV/0!"},{"$error":"#DIV/0!"},{"$error":"#DIV/0!"},{"$error":"#DIV/0!"},{"$error":"#DIV/0!"},{"$error":"#DIV/0!"},{"$error":"#DIV/0!"},{"$error":"#DIV/0!"},{"$error":"#DIV/0!"},{"$error":"#DIV/0!"},{"$error":"#DIV/0!"},{"$error":"#DIV/0!"},{"$error":"#DIV/0!"},{"$error":"#DIV/0!"},{"$error":"#DIV/0!"},{"$error":"#DIV/0!"},{"$error":"#DIV/0!"},{"$error":"#DIV/0!"},{"$error":"#DIV/0!"},{"$error":"#DIV/0!"},{"$error":"#DIV/0!"},{"$error":"#DIV/0!"},{"$error":"#DIV/0!"},{"$error":"#DIV/0!"},{"$error":"#DIV/0!"},{"$error":"#DIV/0!"},{"$error":"#DIV/0!"},{"$error":"#DIV/0!"},{"$error":"#DIV/0!"},{"$error":"#DIV/0!"},{"$error":"#DIV/0!"},{"$error":"#DIV/0!"},{"$error":"#DIV/0!"},{"$error":"#DIV/0!"},{"$error":"#DIV/0!"},{"$error":"#DIV/0!"},{"$error":"#DIV/0!"},{"$error":"#DIV/0!"},{"$error":"#DIV/0!"},{"$error":"#DIV/0!"},{"$error":"#DIV/0!"},{"$error":"#DIV/0!"},{"$error":"#DIV/0!"},{"$error":"#DIV/0!"},{"$error":"#DIV/0!"},{"$error":"#DIV/0!"},{"$error":"#DIV/0!"},{"$error":"#DIV/0!"},{"$error":"#DIV/0!"},{"$error":"#DIV/0!"},{"$error":"#DIV/0!"},{"$error":"#DIV/0!"},{"$error":"#DIV/0!"},{"$error":"#DIV/0!"},{"$error":"#DIV/0!"},{"$error":"#DIV/0!"},{"$error":"#DIV/0!"},{"$error":"#DIV/0!"},{"$error":"#DIV/0!"},{"$error":"#DIV/0!"},{"$error":"#DIV/0!"},{"$error":"#DIV/0!"},{"$error":"#DIV/0!"},{"$f":" JD532","v":{"$error":"#DIV/0!"}},{"$error":"#DIV/0!"},{"$error":"#DIV/0!"},{"$error":"#DIV/0!"},{"$error":"#DIV/0!"},{"$error":"#DIV/0!"},{"$error":"#DIV/0!"},{"$error":"#DIV/0!"},{"$error":"#DIV/0!"},{"$error":"#DIV/0!"},{"$error":"#DIV/0!"},{"$error":"#DIV/0!"},{"$error":"#DIV/0!"},{"$error":"#DIV/0!"},{"$error":"#DIV/0!"},{"$error":"#DIV/0!"},{"$error":"#DIV/0!"},{"$error":"#DIV/0!"},{"$error":"#DIV/0!"},{"$error":"#DIV/0!"},{"$error":"#DIV/0!"},{"$error":"#DIV/0!"},{"$error":"#DIV/0!"},{"$error":"#DIV/0!"},{"$error":"#DIV/0!"},{"$error":"#DIV/0!"},{"$error":"#DIV/0!"},{"$error":"#DIV/0!"},{"$error":"#DIV/0!"},{"$error":"#DIV/0!"},{"$error":"#DIV/0!"},{"$error":"#DIV/0!"},{"$error":"#DIV/0!"},{"$error":"#DIV/0!"},{"$error":"#DIV/0!"},{"$error":"#DIV/0!"},{"$error":"#DIV/0!"},{"$error":"#DIV/0!"},{"$error":"#DIV/0!"},{"$error":"#DIV/0!"},{"$error":"#DIV/0!"},{"$error":"#DIV/0!"},{"$error":"#DIV/0!"},{"$error":"#DIV/0!"},{"$error":"#DIV/0!"},{"$error":"#DIV/0!"},{"$error":"#DIV/0!"},{"$error":"#DIV/0!"},{"$error":"#DIV/0!"},{"$error":"#DIV/0!"},{"$error":"#DIV/0!"},{"$error":"#DIV/0!"},{"$error":"#DIV/0!"},{"$error":"#DIV/0!"},{"$error":"#DIV/0!"},{"$error":"#DIV/0!"},{"$error":"#DIV/0!"},{"$error":"#DIV/0!"},{"$error":"#DIV/0!"},{"$error":"#DIV/0!"},{"$error":"#DIV/0!"},{"$error":"#DIV/0!"},{"$error":"#DIV/0!"},{"$error":"#DIV/0!"},{"$f":" LP532","v":{"$error":"#DIV/0!"}},{"$error":"#DIV/0!"},{"$error":"#DIV/0!"},{"$error":"#DIV/0!"},{"$error":"#DIV/0!"},{"$error":"#DIV/0!"},{"$error":"#DIV/0!"},{"$error":"#DIV/0!"},{"$error":"#DIV/0!"},{"$error":"#DIV/0!"},{"$error":"#DIV/0!"},{"$error":"#DIV/0!"},{"$error":"#DIV/0!"},{"$error":"#DIV/0!"},{"$error":"#DIV/0!"},{"$error":"#DIV/0!"},{"$error":"#DIV/0!"},{"$error":"#DIV/0!"},{"$error":"#DIV/0!"},{"$error":"#DIV/0!"},{"$error":"#DIV/0!"},{"$error":"#DIV/0!"},{"$error":"#DIV/0!"},{"$error":"#DIV/0!"},{"$error":"#DIV/0!"},{"$error":"#DIV/0!"},{"$error":"#DIV/0!"},{"$error":"#DIV/0!"},{"$error":"#DIV/0!"},{"$error":"#DIV/0!"},{"$error":"#DIV/0!"},{"$error":"#DIV/0!"},{"$error":"#DIV/0!"},{"$error":"#DIV/0!"},{"$error":"#DIV/0!"},{"$error":"#DIV/0!"},{"$error":"#DIV/0!"},{"$error":"#DIV/0!"},{"$error":"#DIV/0!"},{"$error":"#DIV/0!"},{"$error":"#DIV/0!"},{"$error":"#DIV/0!"},{"$error":"#DIV/0!"},{"$error":"#DIV/0!"},{"$error":"#DIV/0!"},{"$error":"#DIV/0!"},{"$error":"#DIV/0!"},{"$error":"#DIV/0!"},{"$error":"#DIV/0!"},{"$error":"#DIV/0!"},{"$error":"#DIV/0!"},{"$error":"#DIV/0!"},{"$error":"#DIV/0!"},{"$error":"#DIV/0!"},{"$error":"#DIV/0!"},{"$error":"#DIV/0!"},{"$error":"#DIV/0!"},{"$error":"#DIV/0!"},{"$error":"#DIV/0!"},{"$error":"#DIV/0!"},{"$error":"#DIV/0!"},{"$error":"#DIV/0!"},{"$error":"#DIV/0!"},{"$error":"#DIV/0!"},{"$f":" OB532","v":{"$error":"#DIV/0!"}},{"$error":"#DIV/0!"},{"$error":"#DIV/0!"},{"$error":"#DIV/0!"},{"$error":"#DIV/0!"},{"$error":"#DIV/0!"},{"$error":"#DIV/0!"},{"$error":"#DIV/0!"},{"$error":"#DIV/0!"},{"$error":"#DIV/0!"},{"$error":"#DIV/0!"},{"$error":"#DIV/0!"},{"$error":"#DIV/0!"},{"$error":"#DIV/0!"},{"$error":"#DIV/0!"},{"$error":"#DIV/0!"},{"$error":"#DIV/0!"},{"$error":"#DIV/0!"},{"$error":"#DIV/0!"},{"$error":"#DIV/0!"},{"$error":"#DIV/0!"},{"$error":"#DIV/0!"},{"$error":"#DIV/0!"},{"$error":"#DIV/0!"},{"$error":"#DIV/0!"},{"$error":"#DIV/0!"},{"$error":"#DIV/0!"},{"$error":"#DIV/0!"},{"$error":"#DIV/0!"},{"$error":"#DIV/0!"},{"$error":"#DIV/0!"},{"$error":"#DIV/0!"},{"$error":"#DIV/0!"},{"$error":"#DIV/0!"},{"$error":"#DIV/0!"},{"$error":"#DIV/0!"},{"$error":"#DIV/0!"},{"$error":"#DIV/0!"},{"$error":"#DIV/0!"},{"$error":"#DIV/0!"},{"$error":"#DIV/0!"},{"$error":"#DIV/0!"},{"$error":"#DIV/0!"},{"$error":"#DIV/0!"},{"$error":"#DIV/0!"},{"$error":"#DIV/0!"},{"$error":"#DIV/0!"},{"$error":"#DIV/0!"},{"$error":"#DIV/0!"},{"$error":"#DIV/0!"},{"$error":"#DIV/0!"},{"$error":"#DIV/0!"},{"$error":"#DIV/0!"},{"$error":"#DIV/0!"},{"$error":"#DIV/0!"},{"$error":"#DIV/0!"},{"$error":"#DIV/0!"},{"$error":"#DIV/0!"},{"$error":"#DIV/0!"},{"$error":"#DIV/0!"},{"$error":"#DIV/0!"},{"$error":"#DIV/0!"},{"$error":"#DIV/0!"},{"$error":"#DIV/0!"},{"$f":" QN532","v":{"$error":"#DIV/0!"}},{"$error":"#DIV/0!"},{"$error":"#DIV/0!"},{"$error":"#DIV/0!"},{"$error":"#DIV/0!"},{"$error":"#DIV/0!"},{"$error":"#DIV/0!"},{"$error":"#DIV/0!"},{"$error":"#DIV/0!"},{"$error":"#DIV/0!"},{"$error":"#DIV/0!"},{"$error":"#DIV/0!"},{"$error":"#DIV/0!"},{"$error":"#DIV/0!"},{"$error":"#DIV/0!"},{"$error":"#DIV/0!"},{"$error":"#DIV/0!"},{"$error":"#DIV/0!"},{"$error":"#DIV/0!"},{"$error":"#DIV/0!"},{"$error":"#DIV/0!"},{"$error":"#DIV/0!"},{"$error":"#DIV/0!"},{"$error":"#DIV/0!"},{"$error":"#DIV/0!"},{"$error":"#DIV/0!"},{"$error":"#DIV/0!"},{"$error":"#DIV/0!"},{"$error":"#DIV/0!"},{"$error":"#DIV/0!"},{"$error":"#DIV/0!"},{"$error":"#DIV/0!"},{"$error":"#DIV/0!"},{"$error":"#DIV/0!"},{"$error":"#DIV/0!"},{"$error":"#DIV/0!"},{"$error":"#DIV/0!"},{"$error":"#DIV/0!"},{"$error":"#DIV/0!"},{"$error":"#DIV/0!"},{"$error":"#DIV/0!"},{"$error":"#DIV/0!"},{"$error":"#DIV/0!"},{"$error":"#DIV/0!"},{"$error":"#DIV/0!"},{"$error":"#DIV/0!"},{"$error":"#DIV/0!"},{"$error":"#DIV/0!"},{"$error":"#DIV/0!"},{"$error":"#DIV/0!"},{"$error":"#DIV/0!"},{"$error":"#DIV/0!"},{"$error":"#DIV/0!"},{"$error":"#DIV/0!"},{"$error":"#DIV/0!"},{"$error":"#DIV/0!"},{"$error":"#DIV/0!"},{"$error":"#DIV/0!"},{"$error":"#DIV/0!"},{"$error":"#DIV/0!"},{"$error":"#DIV/0!"},{"$error":"#DIV/0!"},{"$error":"#DIV/0!"},{"$error":"#DIV/0!"},{"$f":" SZ532","v":{"$error":"#DIV/0!"}},{"$error":"#DIV/0!"},{"$error":"#DIV/0!"},{"$error":"#DIV/0!"},{"$error":"#DIV/0!"},{"$error":"#DIV/0!"},{"$error":"#DIV/0!"},{"$error":"#DIV/0!"},{"$error":"#DIV/0!"},{"$error":"#DIV/0!"},{"$error":"#DIV/0!"},{"$error":"#DIV/0!"},{"$error":"#DIV/0!"},{"$error":"#DIV/0!"},{"$error":"#DIV/0!"},{"$error":"#DIV/0!"},{"$error":"#DIV/0!"},{"$error":"#DIV/0!"},{"$error":"#DIV/0!"},{"$error":"#DIV/0!"},{"$error":"#DIV/0!"},{"$error":"#DIV/0!"},{"$error":"#DIV/0!"},{"$error":"#DIV/0!"},{"$error":"#DIV/0!"},{"$error":"#DIV/0!"},{"$error":"#DIV/0!"},{"$error":"#DIV/0!"},{"$error":"#DIV/0!"},{"$error":"#DIV/0!"},{"$error":"#DIV/0!"},{"$error":"#DIV/0!"},{"$error":"#DIV/0!"},{"$error":"#DIV/0!"},{"$error":"#DIV/0!"},{"$error":"#DIV/0!"},{"$error":"#DIV/0!"},{"$error":"#DIV/0!"},{"$error":"#DIV/0!"},{"$error":"#DIV/0!"},{"$error":"#DIV/0!"},{"$error":"#DIV/0!"},{"$error":"#DIV/0!"},{"$error":"#DIV/0!"},{"$error":"#DIV/0!"},{"$error":"#DIV/0!"},{"$error":"#DIV/0!"},{"$error":"#DIV/0!"},{"$error":"#DIV/0!"},{"$error":"#DIV/0!"},{"$error":"#DIV/0!"},{"$error":"#DIV/0!"},{"$error":"#DIV/0!"},{"$error":"#DIV/0!"},{"$error":"#DIV/0!"},{"$error":"#DIV/0!"},{"$error":"#DIV/0!"},{"$error":"#DIV/0!"},{"$error":"#DIV/0!"},{"$error":"#DIV/0!"},{"$error":"#DIV/0!"},{"$error":"#DIV/0!"},{"$error":"#DIV/0!"},{"$error":"#DIV/0!"},{"$f":" VL532","v":{"$error":"#DIV/0!"}},{"$error":"#DIV/0!"},{"$error":"#DIV/0!"},{"$error":"#DIV/0!"},{"$error":"#DIV/0!"},{"$error":"#DIV/0!"},{"$error":"#DIV/0!"},{"$error":"#DIV/0!"},{"$error":"#DIV/0!"},{"$error":"#DIV/0!"},{"$error":"#DIV/0!"},{"$error":"#DIV/0!"},{"$error":"#DIV/0!"},{"$error":"#DIV/0!"},{"$error":"#DIV/0!"},{"$error":"#DIV/0!"},{"$error":"#DIV/0!"},{"$error":"#DIV/0!"},{"$error":"#DIV/0!"},{"$error":"#DIV/0!"},{"$error":"#DIV/0!"},{"$error":"#DIV/0!"},{"$error":"#DIV/0!"},{"$error":"#DIV/0!"},{"$error":"#DIV/0!"},{"$error":"#DIV/0!"},{"$error":"#DIV/0!"},{"$error":"#DIV/0!"},{"$error":"#DIV/0!"},{"$error":"#DIV/0!"},{"$error":"#DIV/0!"},{"$error":"#DIV/0!"},{"$error":"#DIV/0!"},{"$error":"#DIV/0!"},{"$error":"#DIV/0!"},{"$error":"#DIV/0!"},{"$error":"#DIV/0!"},{"$error":"#DIV/0!"},{"$error":"#DIV/0!"},{"$error":"#DIV/0!"},{"$error":"#DIV/0!"},{"$error":"#DIV/0!"},{"$error":"#DIV/0!"},{"$error":"#DIV/0!"},{"$error":"#DIV/0!"},{"$error":"#DIV/0!"},{"$error":"#DIV/0!"},{"$error":"#DIV/0!"},{"$error":"#DIV/0!"},{"$error":"#DIV/0!"},{"$error":"#DIV/0!"},{"$error":"#DIV/0!"},{"$error":"#DIV/0!"},{"$error":"#DIV/0!"},{"$error":"#DIV/0!"},{"$error":"#DIV/0!"},{"$error":"#DIV/0!"},{"$error":"#DIV/0!"},{"$error":"#DIV/0!"},{"$error":"#DIV/0!"},{"$error":"#DIV/0!"},{"$error":"#DIV/0!"},{"$error":"#DIV/0!"},{"$error":"#DIV/0!"},{"$f":" XX532","v":{"$error":"#DIV/0!"}},{"$error":"#DIV/0!"},{"$error":"#DIV/0!"},{"$error":"#DIV/0!"},{"$error":"#DIV/0!"},{"$error":"#DIV/0!"},{"$error":"#DIV/0!"},{"$error":"#DIV/0!"},{"$error":"#DIV/0!"},{"$error":"#DIV/0!"},{"$error":"#DIV/0!"},{"$error":"#DIV/0!"},{"$error":"#DIV/0!"},{"$error":"#DIV/0!"},{"$error":"#DIV/0!"},{"$error":"#DIV/0!"},{"$error":"#DIV/0!"},{"$error":"#DIV/0!"},{"$error":"#DIV/0!"},{"$error":"#DIV/0!"},{"$error":"#DIV/0!"},{"$error":"#DIV/0!"},{"$error":"#DIV/0!"},{"$error":"#DIV/0!"},{"$error":"#DIV/0!"},{"$error":"#DIV/0!"},{"$error":"#DIV/0!"},{"$error":"#DIV/0!"},{"$error":"#DIV/0!"},{"$error":"#DIV/0!"},{"$error":"#DIV/0!"},{"$error":"#DIV/0!"},{"$error":"#DIV/0!"},{"$error":"#DIV/0!"},{"$error":"#DIV/0!"},{"$error":"#DIV/0!"},{"$error":"#DIV/0!"},{"$error":"#DIV/0!"},{"$error":"#DIV/0!"},{"$error":"#DIV/0!"},{"$error":"#DIV/0!"},{"$error":"#DIV/0!"},{"$error":"#DIV/0!"},{"$error":"#DIV/0!"},{"$error":"#DIV/0!"},{"$error":"#DIV/0!"},{"$error":"#DIV/0!"},{"$error":"#DIV/0!"},{"$error":"#DIV/0!"},{"$error":"#DIV/0!"},{"$error":"#DIV/0!"},{"$error":"#DIV/0!"},{"$error":"#DIV/0!"},{"$error":"#DIV/0!"},{"$error":"#DIV/0!"},{"$error":"#DIV/0!"},{"$error":"#DIV/0!"},{"$error":"#DIV/0!"},{"$error":"#DIV/0!"},{"$error":"#DIV/0!"},{"$error":"#DIV/0!"},{"$error":"#DIV/0!"},{"$error":"#DIV/0!"},{"$error":"#DIV/0!"},{"$f":" AAJ532","v":{"$error":"#DIV/0!"}},{"$error":"#DIV/0!"},{"$error":"#DIV/0!"},{"$error":"#DIV/0!"},{"$error":"#DIV/0!"},{"$error":"#DIV/0!"},{"$error":"#DIV/0!"},{"$error":"#DIV/0!"},{"$error":"#DIV/0!"},{"$error":"#DIV/0!"},{"$error":"#DIV/0!"},{"$error":"#DIV/0!"},{"$error":"#DIV/0!"},{"$error":"#DIV/0!"},{"$error":"#DIV/0!"},{"$error":"#DIV/0!"},{"$error":"#DIV/0!"},{"$error":"#DIV/0!"},{"$error":"#DIV/0!"},{"$error":"#DIV/0!"},{"$error":"#DIV/0!"},{"$error":"#DIV/0!"},{"$error":"#DIV/0!"},{"$error":"#DIV/0!"},{"$error":"#DIV/0!"},{"$error":"#DIV/0!"},{"$error":"#DIV/0!"},{"$error":"#DIV/0!"},{"$error":"#DIV/0!"},{"$error":"#DIV/0!"},{"$error":"#DIV/0!"},{"$error":"#DIV/0!"},{"$error":"#DIV/0!"},{"$error":"#DIV/0!"},{"$error":"#DIV/0!"},{"$error":"#DIV/0!"},{"$error":"#DIV/0!"},{"$error":"#DIV/0!"},{"$error":"#DIV/0!"},{"$error":"#DIV/0!"},{"$error":"#DIV/0!"},{"$error":"#DIV/0!"},{"$error":"#DIV/0!"},{"$error":"#DIV/0!"},{"$error":"#DIV/0!"},{"$error":"#DIV/0!"},{"$error":"#DIV/0!"},{"$error":"#DIV/0!"},{"$error":"#DIV/0!"},{"$error":"#DIV/0!"},{"$error":"#DIV/0!"},{"$error":"#DIV/0!"},{"$error":"#DIV/0!"},{"$error":"#DIV/0!"},{"$error":"#DIV/0!"},{"$error":"#DIV/0!"},{"$error":"#DIV/0!"},{"$error":"#DIV/0!"},{"$error":"#DIV/0!"},{"$error":"#DIV/0!"},{"$error":"#DIV/0!"},{"$error":"#DIV/0!"},{"$error":"#DIV/0!"},{"$error":"#DIV/0!"},{"$f":" ACV532","v":{"$error":"#DIV/0!"}},{"$error":"#DIV/0!"},{"$error":"#DIV/0!"},{"$error":"#DIV/0!"},{"$error":"#DIV/0!"},{"$error":"#DIV/0!"},{"$error":"#DIV/0!"},{"$error":"#DIV/0!"},{"$error":"#DIV/0!"},{"$error":"#DIV/0!"},{"$error":"#DIV/0!"},{"$error":"#DIV/0!"},{"$error":"#DIV/0!"},{"$error":"#DIV/0!"},{"$error":"#DIV/0!"},{"$error":"#DIV/0!"},{"$error":"#DIV/0!"},{"$error":"#DIV/0!"},{"$error":"#DIV/0!"},{"$error":"#DIV/0!"},{"$error":"#DIV/0!"},{"$error":"#DIV/0!"},{"$error":"#DIV/0!"},{"$error":"#DIV/0!"},{"$error":"#DIV/0!"},{"$error":"#DIV/0!"},{"$error":"#DIV/0!"},{"$error":"#DIV/0!"},{"$error":"#DIV/0!"},{"$error":"#DIV/0!"},{"$error":"#DIV/0!"},{"$error":"#DIV/0!"},{"$error":"#DIV/0!"},{"$error":"#DIV/0!"},{"$error":"#DIV/0!"},{"$error":"#DIV/0!"},{"$error":"#DIV/0!"},{"$error":"#DIV/0!"},{"$error":"#DIV/0!"},{"$error":"#DIV/0!"},{"$error":"#DIV/0!"},{"$error":"#DIV/0!"},{"$error":"#DIV/0!"},{"$error":"#DIV/0!"},{"$error":"#DIV/0!"},{"$error":"#DIV/0!"},{"$error":"#DIV/0!"},{"$error":"#DIV/0!"},{"$error":"#DIV/0!"},{"$error":"#DIV/0!"},{"$error":"#DIV/0!"},{"$error":"#DIV/0!"},{"$error":"#DIV/0!"},{"$error":"#DIV/0!"},{"$error":"#DIV/0!"},{"$error":"#DIV/0!"},{"$error":"#DIV/0!"},{"$error":"#DIV/0!"},{"$error":"#DIV/0!"},{"$error":"#DIV/0!"},{"$error":"#DIV/0!"},{"$error":"#DIV/0!"},{"$error":"#DIV/0!"},{"$error":"#DIV/0!"},{"$f":" AFH532","v":{"$error":"#DIV/0!"}},{"$error":"#DIV/0!"},{"$error":"#DIV/0!"},{"$error":"#DIV/0!"},{"$error":"#DIV/0!"},{"$error":"#DIV/0!"},{"$error":"#DIV/0!"},{"$error":"#DIV/0!"},{"$error":"#DIV/0!"},{"$error":"#DIV/0!"},{"$error":"#DIV/0!"},{"$error":"#DIV/0!"},{"$error":"#DIV/0!"},{"$error":"#DIV/0!"},{"$error":"#DIV/0!"},{"$error":"#DIV/0!"},{"$error":"#DIV/0!"},{"$error":"#DIV/0!"},{"$error":"#DIV/0!"},{"$error":"#DIV/0!"},{"$error":"#DIV/0!"},{"$error":"#DIV/0!"},{"$error":"#DIV/0!"},{"$error":"#DIV/0!"},{"$error":"#DIV/0!"},{"$error":"#DIV/0!"},{"$error":"#DIV/0!"},{"$error":"#DIV/0!"},{"$error":"#DIV/0!"},{"$error":"#DIV/0!"},{"$error":"#DIV/0!"},{"$error":"#DIV/0!"},{"$error":"#DIV/0!"},{"$error":"#DIV/0!"},{"$error":"#DIV/0!"},{"$error":"#DIV/0!"},{"$error":"#DIV/0!"},{"$error":"#DIV/0!"},{"$error":"#DIV/0!"},{"$error":"#DIV/0!"},{"$error":"#DIV/0!"},{"$error":"#DIV/0!"},{"$error":"#DIV/0!"},{"$error":"#DIV/0!"},{"$error":"#DIV/0!"},{"$error":"#DIV/0!"},{"$error":"#DIV/0!"},{"$error":"#DIV/0!"},{"$error":"#DIV/0!"},{"$error":"#DIV/0!"},{"$error":"#DIV/0!"},{"$error":"#DIV/0!"},{"$error":"#DIV/0!"},{"$error":"#DIV/0!"},{"$error":"#DIV/0!"},{"$error":"#DIV/0!"},{"$error":"#DIV/0!"},{"$error":"#DIV/0!"},{"$error":"#DIV/0!"},{"$error":"#DIV/0!"},{"$error":"#DIV/0!"},{"$error":"#DIV/0!"},{"$error":"#DIV/0!"},{"$error":"#DIV/0!"},{"$f":" AHT532","v":{"$error":"#DIV/0!"}},{"$error":"#DIV/0!"},{"$error":"#DIV/0!"},{"$error":"#DIV/0!"},{"$error":"#DIV/0!"},{"$error":"#DIV/0!"},{"$error":"#DIV/0!"},{"$error":"#DIV/0!"},{"$error":"#DIV/0!"},{"$error":"#DIV/0!"},{"$error":"#DIV/0!"},{"$error":"#DIV/0!"},{"$error":"#DIV/0!"},{"$error":"#DIV/0!"},{"$error":"#DIV/0!"},{"$error":"#DIV/0!"},{"$error":"#DIV/0!"},{"$error":"#DIV/0!"},{"$error":"#DIV/0!"},{"$error":"#DIV/0!"},{"$error":"#DIV/0!"},{"$error":"#DIV/0!"},{"$error":"#DIV/0!"},{"$error":"#DIV/0!"},{"$error":"#DIV/0!"},{"$error":"#DIV/0!"},{"$error":"#DIV/0!"},{"$error":"#DIV/0!"},{"$error":"#DIV/0!"},{"$error":"#DIV/0!"},{"$error":"#DIV/0!"},{"$error":"#DIV/0!"},{"$error":"#DIV/0!"},{"$error":"#DIV/0!"},{"$error":"#DIV/0!"},{"$error":"#DIV/0!"},{"$error":"#DIV/0!"},{"$error":"#DIV/0!"},{"$error":"#DIV/0!"},{"$error":"#DIV/0!"},{"$error":"#DIV/0!"},{"$error":"#DIV/0!"},{"$error":"#DIV/0!"},{"$error":"#DIV/0!"},{"$error":"#DIV/0!"},{"$error":"#DIV/0!"},{"$error":"#DIV/0!"},{"$error":"#DIV/0!"},{"$error":"#DIV/0!"},{"$error":"#DIV/0!"},{"$error":"#DIV/0!"},{"$error":"#DIV/0!"},{"$error":"#DIV/0!"},{"$error":"#DIV/0!"},{"$error":"#DIV/0!"},{"$error":"#DIV/0!"},{"$error":"#DIV/0!"},{"$error":"#DIV/0!"},{"$error":"#DIV/0!"},{"$error":"#DIV/0!"},{"$error":"#DIV/0!"},{"$error":"#DIV/0!"},{"$error":"#DIV/0!"},{"$error":"#DIV/0!"},{"$f":" AKF532","v":{"$error":"#DIV/0!"}},{"$error":"#DIV/0!"},{"$error":"#DIV/0!"},{"$error":"#DIV/0!"},{"$error":"#DIV/0!"},{"$error":"#DIV/0!"},{"$error":"#DIV/0!"},{"$error":"#DIV/0!"},{"$error":"#DIV/0!"},{"$error":"#DIV/0!"},{"$error":"#DIV/0!"},{"$error":"#DIV/0!"},{"$error":"#DIV/0!"},{"$error":"#DIV/0!"},{"$error":"#DIV/0!"},{"$error":"#DIV/0!"},{"$error":"#DIV/0!"},{"$error":"#DIV/0!"},{"$error":"#DIV/0!"},{"$error":"#DIV/0!"},{"$error":"#DIV/0!"},{"$error":"#DIV/0!"},{"$error":"#DIV/0!"},{"$error":"#DIV/0!"},{"$error":"#DIV/0!"},{"$error":"#DIV/0!"},{"$error":"#DIV/0!"},{"$error":"#DIV/0!"},{"$error":"#DIV/0!"},{"$error":"#DIV/0!"},{"$error":"#DIV/0!"},{"$error":"#DIV/0!"},{"$error":"#DIV/0!"},{"$error":"#DIV/0!"},{"$error":"#DIV/0!"},{"$error":"#DIV/0!"},{"$error":"#DIV/0!"},{"$error":"#DIV/0!"},{"$error":"#DIV/0!"},{"$error":"#DIV/0!"},{"$error":"#DIV/0!"},{"$error":"#DIV/0!"},{"$error":"#DIV/0!"},{"$error":"#DIV/0!"},{"$error":"#DIV/0!"},{"$error":"#DIV/0!"},{"$error":"#DIV/0!"},{"$error":"#DIV/0!"},{"$error":"#DIV/0!"},{"$error":"#DIV/0!"},{"$error":"#DIV/0!"},{"$error":"#DIV/0!"},{"$error":"#DIV/0!"},{"$error":"#DIV/0!"},{"$error":"#DIV/0!"},{"$error":"#DIV/0!"},{"$error":"#DIV/0!"},{"$error":"#DIV/0!"},{"$error":"#DIV/0!"},{"$error":"#DIV/0!"},{"$error":"#DIV/0!"},{"$error":"#DIV/0!"},{"$error":"#DIV/0!"},{"$error":"#DIV/0!"},{"$f":" AMR532","v":{"$error":"#DIV/0!"}},{"$error":"#DIV/0!"},{"$error":"#DIV/0!"},{"$error":"#DIV/0!"},{"$error":"#DIV/0!"},{"$error":"#DIV/0!"},{"$error":"#DIV/0!"},{"$error":"#DIV/0!"},{"$error":"#DIV/0!"},{"$error":"#DIV/0!"},{"$error":"#DIV/0!"},{"$error":"#DIV/0!"},{"$error":"#DIV/0!"},{"$error":"#DIV/0!"},{"$error":"#DIV/0!"},{"$error":"#DIV/0!"},{"$error":"#DIV/0!"},{"$error":"#DIV/0!"},{"$error":"#DIV/0!"},{"$error":"#DIV/0!"},{"$error":"#DIV/0!"},{"$error":"#DIV/0!"},{"$error":"#DIV/0!"},{"$error":"#DIV/0!"},{"$error":"#DIV/0!"},{"$error":"#DIV/0!"},{"$error":"#DIV/0!"},{"$error":"#DIV/0!"},{"$error":"#DIV/0!"},{"$error":"#DIV/0!"},{"$error":"#DIV/0!"},{"$error":"#DIV/0!"},{"$error":"#DIV/0!"},{"$error":"#DIV/0!"},{"$error":"#DIV/0!"},{"$error":"#DIV/0!"},{"$error":"#DIV/0!"},{"$error":"#DIV/0!"},{"$error":"#DIV/0!"},{"$error":"#DIV/0!"},{"$error":"#DIV/0!"},{"$error":"#DIV/0!"},{"$error":"#DIV/0!"},{"$error":"#DIV/0!"},{"$error":"#DIV/0!"},{"$error":"#DIV/0!"},{"$error":"#DIV/0!"},{"$error":"#DIV/0!"},{"$error":"#DIV/0!"},{"$error":"#DIV/0!"},{"$error":"#DIV/0!"},{"$error":"#DIV/0!"},{"$error":"#DIV/0!"},{"$error":"#DIV/0!"},{"$error":"#DIV/0!"},{"$error":"#DIV/0!"},{"$error":"#DIV/0!"},{"$error":"#DIV/0!"},{"$error":"#DIV/0!"},{"$error":"#DIV/0!"},{"$error":"#DIV/0!"},{"$error":"#DIV/0!"},{"$error":"#DIV/0!"},{"$error":"#DIV/0!"},{"$f":" APD532","v":{"$error":"#DIV/0!"}},{"$error":"#DIV/0!"},{"$error":"#DIV/0!"},{"$error":"#DIV/0!"},{"$error":"#DIV/0!"},{"$error":"#DIV/0!"},{"$error":"#DIV/0!"},{"$error":"#DIV/0!"},{"$error":"#DIV/0!"},{"$error":"#DIV/0!"},{"$error":"#DIV/0!"},{"$error":"#DIV/0!"},{"$error":"#DIV/0!"},{"$error":"#DIV/0!"},{"$error":"#DIV/0!"},{"$error":"#DIV/0!"},{"$error":"#DIV/0!"},{"$error":"#DIV/0!"},{"$error":"#DIV/0!"},{"$error":"#DIV/0!"},{"$error":"#DIV/0!"},{"$error":"#DIV/0!"},{"$error":"#DIV/0!"},{"$error":"#DIV/0!"},{"$error":"#DIV/0!"},{"$error":"#DIV/0!"},{"$error":"#DIV/0!"},{"$error":"#DIV/0!"},{"$error":"#DIV/0!"},{"$error":"#DIV/0!"},{"$error":"#DIV/0!"},{"$error":"#DIV/0!"},{"$error":"#DIV/0!"},{"$error":"#DIV/0!"},{"$error":"#DIV/0!"},{"$error":"#DIV/0!"},{"$error":"#DIV/0!"},{"$error":"#DIV/0!"},{"$error":"#DIV/0!"},{"$error":"#DIV/0!"},{"$error":"#DIV/0!"},{"$error":"#DIV/0!"},{"$error":"#DIV/0!"},{"$error":"#DIV/0!"},{"$error":"#DIV/0!"},{"$error":"#DIV/0!"},{"$error":"#DIV/0!"},{"$error":"#DIV/0!"},{"$error":"#DIV/0!"},{"$error":"#DIV/0!"},{"$error":"#DIV/0!"},{"$error":"#DIV/0!"},{"$error":"#DIV/0!"},{"$error":"#DIV/0!"},{"$error":"#DIV/0!"},{"$error":"#DIV/0!"},{"$error":"#DIV/0!"},{"$error":"#DIV/0!"},{"$error":"#DIV/0!"},{"$error":"#DIV/0!"},{"$error":"#DIV/0!"},{"$error":"#DIV/0!"},{"$error":"#DIV/0!"},{"$error":"#DIV/0!"},{"$f":" ARP532","v":{"$error":"#DIV/0!"}},{"$error":"#DIV/0!"},{"$error":"#DIV/0!"},{"$error":"#DIV/0!"},{"$error":"#DIV/0!"},{"$error":"#DIV/0!"},{"$error":"#DIV/0!"},{"$error":"#DIV/0!"},{"$error":"#DIV/0!"},{"$error":"#DIV/0!"},{"$error":"#DIV/0!"},{"$error":"#DIV/0!"},{"$error":"#DIV/0!"},{"$error":"#DIV/0!"},{"$error":"#DIV/0!"},{"$error":"#DIV/0!"},{"$error":"#DIV/0!"},{"$error":"#DIV/0!"},{"$error":"#DIV/0!"},{"$error":"#DIV/0!"},{"$error":"#DIV/0!"},{"$error":"#DIV/0!"},{"$error":"#DIV/0!"},{"$error":"#DIV/0!"},{"$error":"#DIV/0!"},{"$error":"#DIV/0!"},{"$error":"#DIV/0!"},{"$error":"#DIV/0!"},{"$error":"#DIV/0!"},{"$error":"#DIV/0!"},{"$error":"#DIV/0!"},{"$error":"#DIV/0!"},{"$error":"#DIV/0!"},{"$error":"#DIV/0!"},{"$error":"#DIV/0!"},{"$error":"#DIV/0!"},{"$error":"#DIV/0!"},{"$error":"#DIV/0!"},{"$error":"#DIV/0!"},{"$error":"#DIV/0!"},{"$error":"#DIV/0!"},{"$error":"#DIV/0!"},{"$error":"#DIV/0!"},{"$error":"#DIV/0!"},{"$error":"#DIV/0!"},{"$error":"#DIV/0!"},{"$error":"#DIV/0!"},{"$error":"#DIV/0!"},{"$error":"#DIV/0!"},{"$error":"#DIV/0!"},{"$error":"#DIV/0!"},{"$error":"#DIV/0!"},{"$error":"#DIV/0!"},{"$error":"#DIV/0!"},{"$error":"#DIV/0!"},{"$error":"#DIV/0!"},{"$error":"#DIV/0!"},{"$error":"#DIV/0!"},{"$error":"#DIV/0!"},{"$error":"#DIV/0!"},{"$error":"#DIV/0!"},{"$error":"#DIV/0!"},{"$error":"#DIV/0!"},{"$error":"#DIV/0!"},{"$f":" AUB532","v":{"$error":"#DIV/0!"}},{"$error":"#DIV/0!"},{"$error":"#DIV/0!"},{"$error":"#DIV/0!"},{"$error":"#DIV/0!"},{"$error":"#DIV/0!"},{"$error":"#DIV/0!"},{"$error":"#DIV/0!"},{"$error":"#DIV/0!"},{"$error":"#DIV/0!"},{"$error":"#DIV/0!"},{"$error":"#DIV/0!"},{"$error":"#DIV/0!"},{"$error":"#DIV/0!"},{"$error":"#DIV/0!"},{"$error":"#DIV/0!"},{"$error":"#DIV/0!"},{"$error":"#DIV/0!"},{"$error":"#DIV/0!"},{"$error":"#DIV/0!"},{"$error":"#DIV/0!"},{"$error":"#DIV/0!"},{"$error":"#DIV/0!"},{"$error":"#DIV/0!"},{"$error":"#DIV/0!"},{"$error":"#DIV/0!"},{"$error":"#DIV/0!"},{"$error":"#DIV/0!"},{"$error":"#DIV/0!"},{"$error":"#DIV/0!"},{"$error":"#DIV/0!"},{"$error":"#DIV/0!"},{"$error":"#DIV/0!"},{"$error":"#DIV/0!"},{"$error":"#DIV/0!"},{"$error":"#DIV/0!"},{"$error":"#DIV/0!"},{"$error":"#DIV/0!"},{"$error":"#DIV/0!"},{"$error":"#DIV/0!"},{"$error":"#DIV/0!"},{"$error":"#DIV/0!"},{"$error":"#DIV/0!"},{"$error":"#DIV/0!"},{"$error":"#DIV/0!"},{"$error":"#DIV/0!"},{"$error":"#DIV/0!"},{"$error":"#DIV/0!"},{"$error":"#DIV/0!"},{"$error":"#DIV/0!"},{"$error":"#DIV/0!"},{"$error":"#DIV/0!"},{"$error":"#DIV/0!"},{"$error":"#DIV/0!"},{"$error":"#DIV/0!"},{"$error":"#DIV/0!"},{"$error":"#DIV/0!"},{"$error":"#DIV/0!"},{"$error":"#DIV/0!"},{"$error":"#DIV/0!"},{"$error":"#DIV/0!"},{"$error":"#DIV/0!"},{"$error":"#DIV/0!"},{"$error":"#DIV/0!"},{"$f":" AWN532","v":{"$error":"#DIV/0!"}},{"$error":"#DIV/0!"},{"$error":"#DIV/0!"},{"$error":"#DIV/0!"},{"$error":"#DIV/0!"},{"$error":"#DIV/0!"},{"$error":"#DIV/0!"},{"$error":"#DIV/0!"},{"$error":"#DIV/0!"},{"$error":"#DIV/0!"},{"$error":"#DIV/0!"},{"$error":"#DIV/0!"},{"$error":"#DIV/0!"},{"$error":"#DIV/0!"},{"$error":"#DIV/0!"},{"$error":"#DIV/0!"},{"$error":"#DIV/0!"},{"$error":"#DIV/0!"},{"$error":"#DIV/0!"},{"$error":"#DIV/0!"},{"$error":"#DIV/0!"},{"$error":"#DIV/0!"},{"$error":"#DIV/0!"},{"$error":"#DIV/0!"},{"$error":"#DIV/0!"},{"$error":"#DIV/0!"},{"$error":"#DIV/0!"},{"$error":"#DIV/0!"},{"$error":"#DIV/0!"},{"$error":"#DIV/0!"},{"$error":"#DIV/0!"},{"$error":"#DIV/0!"},{"$error":"#DIV/0!"},{"$error":"#DIV/0!"},{"$error":"#DIV/0!"},{"$error":"#DIV/0!"},{"$error":"#DIV/0!"},{"$error":"#DIV/0!"},{"$error":"#DIV/0!"},{"$error":"#DIV/0!"},{"$error":"#DIV/0!"},{"$error":"#DIV/0!"},{"$error":"#DIV/0!"},{"$error":"#DIV/0!"},{"$error":"#DIV/0!"},{"$error":"#DIV/0!"},{"$error":"#DIV/0!"},{"$error":"#DIV/0!"},{"$error":"#DIV/0!"},{"$error":"#DIV/0!"},{"$error":"#DIV/0!"},{"$error":"#DIV/0!"},{"$error":"#DIV/0!"},{"$error":"#DIV/0!"},{"$error":"#DIV/0!"},{"$error":"#DIV/0!"},{"$error":"#DIV/0!"},{"$error":"#DIV/0!"},{"$error":"#DIV/0!"},{"$error":"#DIV/0!"},{"$error":"#DIV/0!"},{"$error":"#DIV/0!"},{"$error":"#DIV/0!"},{"$error":"#DIV/0!"},{"$f":" AYZ532","v":{"$error":"#DIV/0!"}},{"$error":"#DIV/0!"},{"$error":"#DIV/0!"},{"$error":"#DIV/0!"},{"$error":"#DIV/0!"},{"$error":"#DIV/0!"},{"$error":"#DIV/0!"},{"$error":"#DIV/0!"},{"$error":"#DIV/0!"},{"$error":"#DIV/0!"},{"$error":"#DIV/0!"},{"$error":"#DIV/0!"},{"$error":"#DIV/0!"},{"$error":"#DIV/0!"},{"$error":"#DIV/0!"},{"$error":"#DIV/0!"},{"$error":"#DIV/0!"},{"$error":"#DIV/0!"},{"$error":"#DIV/0!"},{"$error":"#DIV/0!"},{"$error":"#DIV/0!"},{"$error":"#DIV/0!"},{"$error":"#DIV/0!"},{"$error":"#DIV/0!"},{"$error":"#DIV/0!"},{"$error":"#DIV/0!"},{"$error":"#DIV/0!"},{"$error":"#DIV/0!"},{"$error":"#DIV/0!"},{"$error":"#DIV/0!"},{"$error":"#DIV/0!"},{"$error":"#DIV/0!"},{"$error":"#DIV/0!"},{"$error":"#DIV/0!"},{"$error":"#DIV/0!"},{"$error":"#DIV/0!"},{"$error":"#DIV/0!"},{"$error":"#DIV/0!"},{"$error":"#DIV/0!"},{"$error":"#DIV/0!"},{"$error":"#DIV/0!"},{"$error":"#DIV/0!"},{"$error":"#DIV/0!"},{"$error":"#DIV/0!"},{"$error":"#DIV/0!"},{"$error":"#DIV/0!"},{"$error":"#DIV/0!"},{"$error":"#DIV/0!"},{"$error":"#DIV/0!"},{"$error":"#DIV/0!"},{"$error":"#DIV/0!"},{"$error":"#DIV/0!"},{"$error":"#DIV/0!"},{"$error":"#DIV/0!"},{"$error":"#DIV/0!"},{"$error":"#DIV/0!"},{"$error":"#DIV/0!"},{"$error":"#DIV/0!"},{"$error":"#DIV/0!"},{"$error":"#DIV/0!"},{"$error":"#DIV/0!"},{"$error":"#DIV/0!"},{"$error":"#DIV/0!"},{"$error":"#DIV/0!"},{"$f":" BBL532","v":{"$error":"#DIV/0!"}},{"$error":"#DIV/0!"},{"$error":"#DIV/0!"},{"$error":"#DIV/0!"},{"$error":"#DIV/0!"},{"$error":"#DIV/0!"},{"$error":"#DIV/0!"},{"$error":"#DIV/0!"},{"$error":"#DIV/0!"},{"$error":"#DIV/0!"},{"$error":"#DIV/0!"},{"$error":"#DIV/0!"},{"$error":"#DIV/0!"},{"$error":"#DIV/0!"},{"$error":"#DIV/0!"},{"$error":"#DIV/0!"},{"$error":"#DIV/0!"},{"$error":"#DIV/0!"},{"$error":"#DIV/0!"},{"$error":"#DIV/0!"},{"$error":"#DIV/0!"},{"$error":"#DIV/0!"},{"$error":"#DIV/0!"},{"$error":"#DIV/0!"},{"$error":"#DIV/0!"},{"$error":"#DIV/0!"},{"$error":"#DIV/0!"},{"$error":"#DIV/0!"},{"$error":"#DIV/0!"},{"$error":"#DIV/0!"},{"$error":"#DIV/0!"},{"$error":"#DIV/0!"},{"$error":"#DIV/0!"},{"$error":"#DIV/0!"},{"$error":"#DIV/0!"},{"$error":"#DIV/0!"},{"$error":"#DIV/0!"},{"$error":"#DIV/0!"},{"$error":"#DIV/0!"},{"$error":"#DIV/0!"},{"$error":"#DIV/0!"},{"$error":"#DIV/0!"},{"$error":"#DIV/0!"},{"$error":"#DIV/0!"},{"$error":"#DIV/0!"},{"$error":"#DIV/0!"},{"$error":"#DIV/0!"},{"$error":"#DIV/0!"},{"$error":"#DIV/0!"},{"$error":"#DIV/0!"},{"$error":"#DIV/0!"},{"$error":"#DIV/0!"},{"$error":"#DIV/0!"},{"$error":"#DIV/0!"},{"$error":"#DIV/0!"},{"$error":"#DIV/0!"},{"$error":"#DIV/0!"},{"$error":"#DIV/0!"},{"$error":"#DIV/0!"},{"$error":"#DIV/0!"},{"$error":"#DIV/0!"},{"$error":"#DIV/0!"},{"$error":"#DIV/0!"},{"$error":"#DIV/0!"},{"$f":" BDX532","v":{"$error":"#DIV/0!"}},{"$error":"#DIV/0!"},{"$error":"#DIV/0!"},{"$error":"#DIV/0!"},{"$error":"#DIV/0!"},{"$error":"#DIV/0!"},{"$error":"#DIV/0!"},{"$error":"#DIV/0!"},{"$error":"#DIV/0!"},{"$error":"#DIV/0!"},{"$error":"#DIV/0!"},{"$error":"#DIV/0!"},{"$error":"#DIV/0!"},{"$error":"#DIV/0!"},{"$error":"#DIV/0!"},{"$error":"#DIV/0!"},{"$error":"#DIV/0!"},{"$error":"#DIV/0!"},{"$error":"#DIV/0!"},{"$error":"#DIV/0!"},{"$error":"#DIV/0!"},{"$error":"#DIV/0!"},{"$error":"#DIV/0!"},{"$error":"#DIV/0!"},{"$error":"#DIV/0!"},{"$error":"#DIV/0!"},{"$error":"#DIV/0!"},{"$error":"#DIV/0!"},{"$error":"#DIV/0!"},{"$error":"#DIV/0!"},{"$error":"#DIV/0!"},{"$error":"#DIV/0!"},{"$error":"#DIV/0!"},{"$error":"#DIV/0!"},{"$error":"#DIV/0!"},{"$error":"#DIV/0!"},{"$error":"#DIV/0!"},{"$error":"#DIV/0!"},{"$error":"#DIV/0!"},{"$error":"#DIV/0!"},{"$error":"#DIV/0!"},{"$error":"#DIV/0!"},{"$error":"#DIV/0!"},{"$error":"#DIV/0!"},{"$error":"#DIV/0!"},{"$error":"#DIV/0!"},{"$error":"#DIV/0!"},{"$error":"#DIV/0!"},{"$error":"#DIV/0!"},{"$error":"#DIV/0!"},{"$error":"#DIV/0!"},{"$error":"#DIV/0!"},{"$error":"#DIV/0!"},{"$error":"#DIV/0!"},{"$error":"#DIV/0!"},{"$error":"#DIV/0!"},{"$error":"#DIV/0!"},{"$error":"#DIV/0!"},{"$error":"#DIV/0!"},{"$error":"#DIV/0!"},{"$error":"#DIV/0!"},{"$error":"#DIV/0!"},{"$error":"#DIV/0!"},{"$error":"#DIV/0!"},{"$f":" BGJ532","v":{"$error":"#DIV/0!"}},{"$error":"#DIV/0!"},{"$error":"#DIV/0!"},{"$error":"#DIV/0!"},{"$error":"#DIV/0!"},{"$error":"#DIV/0!"},{"$error":"#DIV/0!"},{"$error":"#DIV/0!"},{"$error":"#DIV/0!"},{"$error":"#DIV/0!"},{"$error":"#DIV/0!"},{"$error":"#DIV/0!"},{"$error":"#DIV/0!"},{"$error":"#DIV/0!"},{"$error":"#DIV/0!"},{"$error":"#DIV/0!"},{"$error":"#DIV/0!"},{"$error":"#DIV/0!"},{"$error":"#DIV/0!"},{"$error":"#DIV/0!"},{"$error":"#DIV/0!"},{"$error":"#DIV/0!"},{"$error":"#DIV/0!"},{"$error":"#DIV/0!"},{"$error":"#DIV/0!"},{"$error":"#DIV/0!"},{"$error":"#DIV/0!"},{"$error":"#DIV/0!"},{"$error":"#DIV/0!"},{"$error":"#DIV/0!"},{"$error":"#DIV/0!"},{"$error":"#DIV/0!"},{"$error":"#DIV/0!"},{"$error":"#DIV/0!"},{"$error":"#DIV/0!"},{"$error":"#DIV/0!"},{"$error":"#DIV/0!"},{"$error":"#DIV/0!"},{"$error":"#DIV/0!"},{"$error":"#DIV/0!"},{"$error":"#DIV/0!"},{"$error":"#DIV/0!"},{"$error":"#DIV/0!"},{"$error":"#DIV/0!"},{"$error":"#DIV/0!"},{"$error":"#DIV/0!"},{"$error":"#DIV/0!"},{"$error":"#DIV/0!"},{"$error":"#DIV/0!"},{"$error":"#DIV/0!"},{"$error":"#DIV/0!"},{"$error":"#DIV/0!"},{"$error":"#DIV/0!"},{"$error":"#DIV/0!"},{"$error":"#DIV/0!"},{"$error":"#DIV/0!"},{"$error":"#DIV/0!"},{"$error":"#DIV/0!"},{"$error":"#DIV/0!"},{"$error":"#DIV/0!"},{"$error":"#DIV/0!"},{"$error":"#DIV/0!"},{"$error":"#DIV/0!"},{"$error":"#DIV/0!"},{"$f":" BIV532","v":{"$error":"#DIV/0!"}},{"$error":"#DIV/0!"},{"$error":"#DIV/0!"},{"$error":"#DIV/0!"},{"$error":"#DIV/0!"},{"$error":"#DIV/0!"},{"$error":"#DIV/0!"},{"$error":"#DIV/0!"},{"$error":"#DIV/0!"},{"$error":"#DIV/0!"},{"$error":"#DIV/0!"},{"$error":"#DIV/0!"},{"$error":"#DIV/0!"},{"$error":"#DIV/0!"},{"$error":"#DIV/0!"},{"$error":"#DIV/0!"},{"$error":"#DIV/0!"},{"$error":"#DIV/0!"},{"$error":"#DIV/0!"},{"$error":"#DIV/0!"},{"$error":"#DIV/0!"},{"$error":"#DIV/0!"},{"$error":"#DIV/0!"},{"$error":"#DIV/0!"},{"$error":"#DIV/0!"},{"$error":"#DIV/0!"},{"$error":"#DIV/0!"},{"$error":"#DIV/0!"},{"$error":"#DIV/0!"},{"$error":"#DIV/0!"},{"$error":"#DIV/0!"},{"$error":"#DIV/0!"},{"$error":"#DIV/0!"},{"$error":"#DIV/0!"},{"$error":"#DIV/0!"},{"$error":"#DIV/0!"},{"$error":"#DIV/0!"},{"$error":"#DIV/0!"},{"$error":"#DIV/0!"},{"$error":"#DIV/0!"},{"$error":"#DIV/0!"},{"$error":"#DIV/0!"},{"$error":"#DIV/0!"},{"$error":"#DIV/0!"},{"$error":"#DIV/0!"},{"$error":"#DIV/0!"},{"$error":"#DIV/0!"},{"$error":"#DIV/0!"},{"$error":"#DIV/0!"},{"$error":"#DIV/0!"},{"$error":"#DIV/0!"},{"$error":"#DIV/0!"},{"$error":"#DIV/0!"},{"$error":"#DIV/0!"},{"$error":"#DIV/0!"},{"$error":"#DIV/0!"},{"$error":"#DIV/0!"},{"$error":"#DIV/0!"},{"$error":"#DIV/0!"},{"$error":"#DIV/0!"},{"$error":"#DIV/0!"},{"$error":"#DIV/0!"},{"$error":"#DIV/0!"},{"$error":"#DIV/0!"},{"$f":" BLH532","v":{"$error":"#DIV/0!"}},{"$error":"#DIV/0!"},{"$error":"#DIV/0!"},{"$error":"#DIV/0!"},{"$error":"#DIV/0!"},{"$error":"#DIV/0!"},{"$error":"#DIV/0!"},{"$error":"#DIV/0!"},{"$error":"#DIV/0!"},{"$error":"#DIV/0!"},{"$error":"#DIV/0!"},{"$error":"#DIV/0!"},{"$error":"#DIV/0!"},{"$error":"#DIV/0!"},{"$error":"#DIV/0!"},{"$error":"#DIV/0!"},{"$error":"#DIV/0!"},{"$error":"#DIV/0!"},{"$error":"#DIV/0!"},{"$error":"#DIV/0!"},{"$error":"#DIV/0!"},{"$error":"#DIV/0!"},{"$error":"#DIV/0!"},{"$error":"#DIV/0!"},{"$error":"#DIV/0!"},{"$error":"#DIV/0!"},{"$error":"#DIV/0!"},{"$error":"#DIV/0!"},{"$error":"#DIV/0!"},{"$error":"#DIV/0!"},{"$error":"#DIV/0!"},{"$error":"#DIV/0!"},{"$error":"#DIV/0!"},{"$error":"#DIV/0!"},{"$error":"#DIV/0!"},{"$error":"#DIV/0!"},{"$error":"#DIV/0!"},{"$error":"#DIV/0!"},{"$error":"#DIV/0!"},{"$error":"#DIV/0!"},{"$error":"#DIV/0!"},{"$error":"#DIV/0!"},{"$error":"#DIV/0!"},{"$error":"#DIV/0!"},{"$error":"#DIV/0!"},{"$error":"#DIV/0!"},{"$error":"#DIV/0!"},{"$error":"#DIV/0!"},{"$error":"#DIV/0!"},{"$error":"#DIV/0!"},{"$error":"#DIV/0!"},{"$error":"#DIV/0!"},{"$error":"#DIV/0!"},{"$error":"#DIV/0!"},{"$error":"#DIV/0!"},{"$error":"#DIV/0!"},{"$error":"#DIV/0!"},{"$error":"#DIV/0!"},{"$error":"#DIV/0!"},{"$error":"#DIV/0!"},{"$error":"#DIV/0!"},{"$error":"#DIV/0!"},{"$error":"#DIV/0!"},{"$error":"#DIV/0!"},{"$f":" BNT532","v":{"$error":"#DIV/0!"}},{"$error":"#DIV/0!"},{"$error":"#DIV/0!"},{"$error":"#DIV/0!"},{"$error":"#DIV/0!"},{"$error":"#DIV/0!"},{"$error":"#DIV/0!"},{"$error":"#DIV/0!"},{"$error":"#DIV/0!"},{"$error":"#DIV/0!"},{"$error":"#DIV/0!"},{"$error":"#DIV/0!"},{"$error":"#DIV/0!"},{"$error":"#DIV/0!"},{"$error":"#DIV/0!"},{"$error":"#DIV/0!"},{"$error":"#DIV/0!"},{"$error":"#DIV/0!"},{"$error":"#DIV/0!"},{"$error":"#DIV/0!"},{"$error":"#DIV/0!"},{"$error":"#DIV/0!"},{"$error":"#DIV/0!"},{"$error":"#DIV/0!"},{"$error":"#DIV/0!"},{"$error":"#DIV/0!"},{"$error":"#DIV/0!"},{"$error":"#DIV/0!"},{"$error":"#DIV/0!"},{"$error":"#DIV/0!"},{"$error":"#DIV/0!"},{"$error":"#DIV/0!"},{"$error":"#DIV/0!"},{"$error":"#DIV/0!"},{"$error":"#DIV/0!"},{"$error":"#DIV/0!"},{"$error":"#DIV/0!"},{"$error":"#DIV/0!"},{"$error":"#DIV/0!"},{"$error":"#DIV/0!"},{"$error":"#DIV/0!"},{"$error":"#DIV/0!"},{"$error":"#DIV/0!"},{"$error":"#DIV/0!"},{"$error":"#DIV/0!"},{"$error":"#DIV/0!"},{"$error":"#DIV/0!"},{"$error":"#DIV/0!"},{"$error":"#DIV/0!"},{"$error":"#DIV/0!"},{"$error":"#DIV/0!"},{"$error":"#DIV/0!"},{"$error":"#DIV/0!"},{"$error":"#DIV/0!"},{"$error":"#DIV/0!"},{"$error":"#DIV/0!"},{"$error":"#DIV/0!"},{"$error":"#DIV/0!"},{"$error":"#DIV/0!"},{"$error":"#DIV/0!"},{"$error":"#DIV/0!"},{"$error":"#DIV/0!"},{"$error":"#DIV/0!"},{"$error":"#DIV/0!"},{"$f":" BQF532","v":{"$error":"#DIV/0!"}},{"$error":"#DIV/0!"},{"$error":"#DIV/0!"},{"$error":"#DIV/0!"},{"$error":"#DIV/0!"},{"$error":"#DIV/0!"},{"$error":"#DIV/0!"},{"$error":"#DIV/0!"},{"$error":"#DIV/0!"},{"$error":"#DIV/0!"},{"$error":"#DIV/0!"},{"$error":"#DIV/0!"},{"$error":"#DIV/0!"},{"$error":"#DIV/0!"},{"$error":"#DIV/0!"},{"$error":"#DIV/0!"},{"$error":"#DIV/0!"},{"$error":"#DIV/0!"},{"$error":"#DIV/0!"},{"$error":"#DIV/0!"},{"$error":"#DIV/0!"},{"$error":"#DIV/0!"},{"$error":"#DIV/0!"},{"$error":"#DIV/0!"},{"$error":"#DIV/0!"},{"$error":"#DIV/0!"},{"$error":"#DIV/0!"},{"$error":"#DIV/0!"},{"$error":"#DIV/0!"},{"$error":"#DIV/0!"},{"$error":"#DIV/0!"},{"$error":"#DIV/0!"},{"$error":"#DIV/0!"},{"$error":"#DIV/0!"},{"$error":"#DIV/0!"},{"$error":"#DIV/0!"},{"$error":"#DIV/0!"},{"$error":"#DIV/0!"},{"$error":"#DIV/0!"},{"$error":"#DIV/0!"},{"$error":"#DIV/0!"},{"$error":"#DIV/0!"},{"$error":"#DIV/0!"},{"$error":"#DIV/0!"},{"$error":"#DIV/0!"},{"$error":"#DIV/0!"},{"$error":"#DIV/0!"},{"$error":"#DIV/0!"},{"$error":"#DIV/0!"},{"$error":"#DIV/0!"},{"$error":"#DIV/0!"},{"$error":"#DIV/0!"},{"$error":"#DIV/0!"},{"$error":"#DIV/0!"},{"$error":"#DIV/0!"},{"$error":"#DIV/0!"},{"$error":"#DIV/0!"},{"$error":"#DIV/0!"},{"$error":"#DIV/0!"},{"$error":"#DIV/0!"},{"$error":"#DIV/0!"},{"$error":"#DIV/0!"},{"$error":"#DIV/0!"},{"$error":"#DIV/0!"},{"$f":" BSR532","v":{"$error":"#DIV/0!"}},{"$error":"#DIV/0!"},{"$error":"#DIV/0!"},{"$error":"#DIV/0!"},{"$error":"#DIV/0!"},{"$error":"#DIV/0!"},{"$error":"#DIV/0!"},{"$error":"#DIV/0!"},{"$error":"#DIV/0!"},{"$error":"#DIV/0!"},{"$error":"#DIV/0!"},{"$error":"#DIV/0!"},{"$error":"#DIV/0!"},{"$error":"#DIV/0!"},{"$error":"#DIV/0!"},{"$error":"#DIV/0!"},{"$error":"#DIV/0!"},{"$error":"#DIV/0!"},{"$error":"#DIV/0!"},{"$error":"#DIV/0!"},{"$error":"#DIV/0!"},{"$error":"#DIV/0!"},{"$error":"#DIV/0!"},{"$error":"#DIV/0!"},{"$error":"#DIV/0!"},{"$error":"#DIV/0!"},{"$error":"#DIV/0!"},{"$error":"#DIV/0!"},{"$error":"#DIV/0!"},{"$error":"#DIV/0!"},{"$error":"#DIV/0!"},{"$error":"#DIV/0!"},{"$error":"#DIV/0!"},{"$error":"#DIV/0!"},{"$error":"#DIV/0!"},{"$error":"#DIV/0!"},{"$error":"#DIV/0!"},{"$error":"#DIV/0!"},{"$error":"#DIV/0!"},{"$error":"#DIV/0!"},{"$error":"#DIV/0!"},{"$error":"#DIV/0!"},{"$error":"#DIV/0!"},{"$error":"#DIV/0!"},{"$error":"#DIV/0!"},{"$error":"#DIV/0!"},{"$error":"#DIV/0!"},{"$error":"#DIV/0!"},{"$error":"#DIV/0!"},{"$error":"#DIV/0!"},{"$error":"#DIV/0!"},{"$error":"#DIV/0!"},{"$error":"#DIV/0!"},{"$error":"#DIV/0!"},{"$error":"#DIV/0!"},{"$error":"#DIV/0!"},{"$error":"#DIV/0!"},{"$error":"#DIV/0!"},{"$error":"#DIV/0!"},{"$error":"#DIV/0!"},{"$error":"#DIV/0!"},{"$error":"#DIV/0!"},{"$error":"#DIV/0!"},{"$error":"#DIV/0!"},{"$f":" BVD532","v":{"$error":"#DIV/0!"}},{"$error":"#DIV/0!"},{"$error":"#DIV/0!"},{"$error":"#DIV/0!"},{"$error":"#DIV/0!"},{"$error":"#DIV/0!"},{"$error":"#DIV/0!"},{"$error":"#DIV/0!"},{"$error":"#DIV/0!"},{"$error":"#DIV/0!"},{"$error":"#DIV/0!"},{"$error":"#DIV/0!"},{"$error":"#DIV/0!"},{"$error":"#DIV/0!"},{"$error":"#DIV/0!"},{"$error":"#DIV/0!"},{"$error":"#DIV/0!"},{"$error":"#DIV/0!"},{"$error":"#DIV/0!"},{"$error":"#DIV/0!"},{"$error":"#DIV/0!"},{"$error":"#DIV/0!"},{"$error":"#DIV/0!"},{"$error":"#DIV/0!"},{"$error":"#DIV/0!"},{"$error":"#DIV/0!"},{"$error":"#DIV/0!"},{"$error":"#DIV/0!"},{"$error":"#DIV/0!"},{"$error":"#DIV/0!"},{"$error":"#DIV/0!"},{"$error":"#DIV/0!"},{"$error":"#DIV/0!"},{"$error":"#DIV/0!"},{"$error":"#DIV/0!"},{"$error":"#DIV/0!"},{"$error":"#DIV/0!"},{"$error":"#DIV/0!"},{"$error":"#DIV/0!"},{"$error":"#DIV/0!"},{"$error":"#DIV/0!"},{"$error":"#DIV/0!"},{"$error":"#DIV/0!"},{"$error":"#DIV/0!"},{"$error":"#DIV/0!"},{"$error":"#DIV/0!"},{"$error":"#DIV/0!"},{"$error":"#DIV/0!"},{"$error":"#DIV/0!"},{"$error":"#DIV/0!"},{"$error":"#DIV/0!"},{"$error":"#DIV/0!"},{"$error":"#DIV/0!"},{"$error":"#DIV/0!"},{"$error":"#DIV/0!"},{"$error":"#DIV/0!"},{"$error":"#DIV/0!"},{"$error":"#DIV/0!"},{"$error":"#DIV/0!"},{"$error":"#DIV/0!"},{"$error":"#DIV/0!"},{"$error":"#DIV/0!"},{"$error":"#DIV/0!"},{"$error":"#DIV/0!"},{"$f":" BXP532","v":{"$error":"#DIV/0!"}},{"$error":"#DIV/0!"},{"$error":"#DIV/0!"},{"$error":"#DIV/0!"},{"$error":"#DIV/0!"},{"$error":"#DIV/0!"},{"$error":"#DIV/0!"},{"$error":"#DIV/0!"},{"$error":"#DIV/0!"},{"$error":"#DIV/0!"},{"$error":"#DIV/0!"},{"$error":"#DIV/0!"},{"$error":"#DIV/0!"},{"$error":"#DIV/0!"},{"$error":"#DIV/0!"},{"$error":"#DIV/0!"},{"$error":"#DIV/0!"},{"$error":"#DIV/0!"},{"$error":"#DIV/0!"},{"$error":"#DIV/0!"},{"$error":"#DIV/0!"},{"$error":"#DIV/0!"},{"$error":"#DIV/0!"},{"$error":"#DIV/0!"},{"$error":"#DIV/0!"},{"$error":"#DIV/0!"},{"$error":"#DIV/0!"},{"$error":"#DIV/0!"},{"$error":"#DIV/0!"},{"$error":"#DIV/0!"},{"$error":"#DIV/0!"},{"$error":"#DIV/0!"},{"$error":"#DIV/0!"},{"$error":"#DIV/0!"},{"$error":"#DIV/0!"},{"$error":"#DIV/0!"},{"$error":"#DIV/0!"},{"$error":"#DIV/0!"},{"$error":"#DIV/0!"},{"$error":"#DIV/0!"},{"$error":"#DIV/0!"},{"$error":"#DIV/0!"},{"$error":"#DIV/0!"},{"$error":"#DIV/0!"},{"$error":"#DIV/0!"},{"$error":"#DIV/0!"},{"$error":"#DIV/0!"},{"$error":"#DIV/0!"},{"$error":"#DIV/0!"},{"$error":"#DIV/0!"},{"$error":"#DIV/0!"},{"$error":"#DIV/0!"},{"$error":"#DIV/0!"},{"$error":"#DIV/0!"},{"$error":"#DIV/0!"},{"$error":"#DIV/0!"},{"$error":"#DIV/0!"},{"$error":"#DIV/0!"},{"$error":"#DIV/0!"},{"$error":"#DIV/0!"},{"$error":"#DIV/0!"},{"$error":"#DIV/0!"},{"$error":"#DIV/0!"},{"$error":"#DIV/0!"},{"$f":" CAB532","v":{"$error":"#DIV/0!"}},{"$error":"#DIV/0!"},{"$error":"#DIV/0!"},{"$error":"#DIV/0!"},{"$error":"#DIV/0!"},{"$error":"#DIV/0!"},{"$error":"#DIV/0!"},{"$error":"#DIV/0!"},{"$error":"#DIV/0!"},{"$error":"#DIV/0!"},{"$error":"#DIV/0!"},{"$error":"#DIV/0!"},{"$error":"#DIV/0!"},{"$error":"#DIV/0!"},{"$error":"#DIV/0!"},{"$error":"#DIV/0!"},{"$error":"#DIV/0!"},{"$error":"#DIV/0!"},{"$error":"#DIV/0!"},{"$error":"#DIV/0!"},{"$error":"#DIV/0!"},{"$error":"#DIV/0!"},{"$error":"#DIV/0!"},{"$error":"#DIV/0!"},{"$error":"#DIV/0!"},{"$error":"#DIV/0!"},{"$error":"#DIV/0!"},{"$error":"#DIV/0!"},{"$error":"#DIV/0!"},{"$error":"#DIV/0!"},{"$error":"#DIV/0!"},{"$error":"#DIV/0!"},{"$error":"#DIV/0!"},{"$error":"#DIV/0!"},{"$error":"#DIV/0!"},{"$error":"#DIV/0!"},{"$error":"#DIV/0!"},{"$error":"#DIV/0!"},{"$error":"#DIV/0!"},{"$error":"#DIV/0!"},{"$error":"#DIV/0!"},{"$error":"#DIV/0!"},{"$error":"#DIV/0!"},{"$error":"#DIV/0!"},{"$error":"#DIV/0!"},{"$error":"#DIV/0!"},{"$error":"#DIV/0!"},{"$error":"#DIV/0!"},{"$error":"#DIV/0!"},{"$error":"#DIV/0!"},{"$error":"#DIV/0!"},{"$error":"#DIV/0!"},{"$error":"#DIV/0!"},{"$error":"#DIV/0!"},{"$error":"#DIV/0!"},{"$error":"#DIV/0!"},{"$error":"#DIV/0!"},{"$error":"#DIV/0!"},{"$error":"#DIV/0!"},{"$error":"#DIV/0!"},{"$error":"#DIV/0!"},{"$error":"#DIV/0!"},{"$error":"#DIV/0!"},{"$error":"#DIV/0!"},{"$f":" CCN532","v":{"$error":"#DIV/0!"}},{"$error":"#DIV/0!"},{"$error":"#DIV/0!"},{"$error":"#DIV/0!"},{"$error":"#DIV/0!"},{"$error":"#DIV/0!"},{"$error":"#DIV/0!"},{"$error":"#DIV/0!"},{"$error":"#DIV/0!"},{"$error":"#DIV/0!"},{"$error":"#DIV/0!"},{"$error":"#DIV/0!"},{"$error":"#DIV/0!"},{"$error":"#DIV/0!"},{"$error":"#DIV/0!"},{"$error":"#DIV/0!"},{"$error":"#DIV/0!"},{"$error":"#DIV/0!"},{"$error":"#DIV/0!"},{"$error":"#DIV/0!"},{"$error":"#DIV/0!"},{"$error":"#DIV/0!"},{"$error":"#DIV/0!"},{"$error":"#DIV/0!"},{"$error":"#DIV/0!"},{"$error":"#DIV/0!"},{"$error":"#DIV/0!"},{"$error":"#DIV/0!"},{"$error":"#DIV/0!"},{"$error":"#DIV/0!"},{"$error":"#DIV/0!"},{"$error":"#DIV/0!"},{"$error":"#DIV/0!"},{"$error":"#DIV/0!"},{"$error":"#DIV/0!"},{"$error":"#DIV/0!"},{"$error":"#DIV/0!"},{"$error":"#DIV/0!"},{"$error":"#DIV/0!"},{"$error":"#DIV/0!"},{"$error":"#DIV/0!"},{"$error":"#DIV/0!"},{"$error":"#DIV/0!"},{"$error":"#DIV/0!"},{"$error":"#DIV/0!"},{"$error":"#DIV/0!"},{"$error":"#DIV/0!"},{"$error":"#DIV/0!"},{"$error":"#DIV/0!"},{"$error":"#DIV/0!"},{"$error":"#DIV/0!"},{"$error":"#DIV/0!"},{"$error":"#DIV/0!"},{"$error":"#DIV/0!"},{"$error":"#DIV/0!"},{"$error":"#DIV/0!"},{"$error":"#DIV/0!"},{"$error":"#DIV/0!"},{"$error":"#DIV/0!"},{"$error":"#DIV/0!"},{"$error":"#DIV/0!"},{"$error":"#DIV/0!"},{"$error":"#DIV/0!"},{"$error":"#DIV/0!"},{"$f":" CEZ532","v":{"$error":"#DIV/0!"}},{"$error":"#DIV/0!"},{"$error":"#DIV/0!"},{"$error":"#DIV/0!"},{"$error":"#DIV/0!"},{"$error":"#DIV/0!"},{"$error":"#DIV/0!"},{"$error":"#DIV/0!"},{"$error":"#DIV/0!"},{"$error":"#DIV/0!"},{"$error":"#DIV/0!"},{"$error":"#DIV/0!"},{"$error":"#DIV/0!"},{"$error":"#DIV/0!"},{"$error":"#DIV/0!"},{"$error":"#DIV/0!"},{"$error":"#DIV/0!"},{"$error":"#DIV/0!"},{"$error":"#DIV/0!"},{"$error":"#DIV/0!"},{"$error":"#DIV/0!"},{"$error":"#DIV/0!"},{"$error":"#DIV/0!"},{"$error":"#DIV/0!"},{"$error":"#DIV/0!"},{"$error":"#DIV/0!"},{"$error":"#DIV/0!"},{"$error":"#DIV/0!"},{"$error":"#DIV/0!"},{"$error":"#DIV/0!"},{"$error":"#DIV/0!"},{"$error":"#DIV/0!"},{"$error":"#DIV/0!"},{"$error":"#DIV/0!"},{"$error":"#DIV/0!"},{"$error":"#DIV/0!"},{"$error":"#DIV/0!"},{"$error":"#DIV/0!"},{"$error":"#DIV/0!"},{"$error":"#DIV/0!"},{"$error":"#DIV/0!"},{"$error":"#DIV/0!"},{"$error":"#DIV/0!"},{"$error":"#DIV/0!"},{"$error":"#DIV/0!"},{"$error":"#DIV/0!"},{"$error":"#DIV/0!"},{"$error":"#DIV/0!"},{"$error":"#DIV/0!"},{"$error":"#DIV/0!"},{"$error":"#DIV/0!"},{"$error":"#DIV/0!"},{"$error":"#DIV/0!"},{"$error":"#DIV/0!"},{"$error":"#DIV/0!"},{"$error":"#DIV/0!"},{"$error":"#DIV/0!"},{"$error":"#DIV/0!"},{"$error":"#DIV/0!"},{"$error":"#DIV/0!"},{"$error":"#DIV/0!"},{"$error":"#DIV/0!"},{"$error":"#DIV/0!"},{"$error":"#DIV/0!"},{"$f":" CHL532","v":{"$error":"#DIV/0!"}},{"$error":"#DIV/0!"},{"$error":"#DIV/0!"},{"$error":"#DIV/0!"},{"$error":"#DIV/0!"},{"$error":"#DIV/0!"},{"$error":"#DIV/0!"},{"$error":"#DIV/0!"},{"$error":"#DIV/0!"},{"$error":"#DIV/0!"},{"$error":"#DIV/0!"},{"$error":"#DIV/0!"},{"$error":"#DIV/0!"},{"$error":"#DIV/0!"},{"$error":"#DIV/0!"},{"$error":"#DIV/0!"},{"$error":"#DIV/0!"},{"$error":"#DIV/0!"},{"$error":"#DIV/0!"},{"$error":"#DIV/0!"},{"$error":"#DIV/0!"},{"$error":"#DIV/0!"},{"$error":"#DIV/0!"},{"$error":"#DIV/0!"},{"$error":"#DIV/0!"},{"$error":"#DIV/0!"},{"$error":"#DIV/0!"},{"$error":"#DIV/0!"},{"$error":"#DIV/0!"},{"$error":"#DIV/0!"},{"$error":"#DIV/0!"},{"$error":"#DIV/0!"},{"$error":"#DIV/0!"},{"$error":"#DIV/0!"},{"$error":"#DIV/0!"},{"$error":"#DIV/0!"},{"$error":"#DIV/0!"},{"$error":"#DIV/0!"},{"$error":"#DIV/0!"},{"$error":"#DIV/0!"},{"$error":"#DIV/0!"},{"$error":"#DIV/0!"},{"$error":"#DIV/0!"},{"$error":"#DIV/0!"},{"$error":"#DIV/0!"},{"$error":"#DIV/0!"},{"$error":"#DIV/0!"},{"$error":"#DIV/0!"},{"$error":"#DIV/0!"},{"$error":"#DIV/0!"},{"$error":"#DIV/0!"},{"$error":"#DIV/0!"},{"$error":"#DIV/0!"},{"$error":"#DIV/0!"},{"$error":"#DIV/0!"},{"$error":"#DIV/0!"},{"$error":"#DIV/0!"},{"$error":"#DIV/0!"},{"$error":"#DIV/0!"},{"$error":"#DIV/0!"},{"$error":"#DIV/0!"},{"$error":"#DIV/0!"},{"$error":"#DIV/0!"},{"$error":"#DIV/0!"},{"$f":" CJX532","v":{"$error":"#DIV/0!"}},{"$error":"#DIV/0!"},{"$error":"#DIV/0!"},{"$error":"#DIV/0!"},{"$error":"#DIV/0!"},{"$error":"#DIV/0!"},{"$error":"#DIV/0!"},{"$error":"#DIV/0!"},{"$error":"#DIV/0!"},{"$error":"#DIV/0!"},{"$error":"#DIV/0!"},{"$error":"#DIV/0!"},{"$error":"#DIV/0!"},{"$error":"#DIV/0!"},{"$error":"#DIV/0!"},{"$error":"#DIV/0!"},{"$error":"#DIV/0!"},{"$error":"#DIV/0!"},{"$error":"#DIV/0!"},{"$error":"#DIV/0!"},{"$error":"#DIV/0!"},{"$error":"#DIV/0!"},{"$error":"#DIV/0!"},{"$error":"#DIV/0!"},{"$error":"#DIV/0!"},{"$error":"#DIV/0!"},{"$error":"#DIV/0!"},{"$error":"#DIV/0!"},{"$error":"#DIV/0!"},{"$error":"#DIV/0!"},{"$error":"#DIV/0!"},{"$error":"#DIV/0!"},{"$error":"#DIV/0!"},{"$error":"#DIV/0!"},{"$error":"#DIV/0!"},{"$error":"#DIV/0!"},{"$error":"#DIV/0!"},{"$error":"#DIV/0!"},{"$error":"#DIV/0!"},{"$error":"#DIV/0!"},{"$error":"#DIV/0!"},{"$error":"#DIV/0!"},{"$error":"#DIV/0!"},{"$error":"#DIV/0!"},{"$error":"#DIV/0!"},{"$error":"#DIV/0!"},{"$error":"#DIV/0!"},{"$error":"#DIV/0!"},{"$error":"#DIV/0!"},{"$error":"#DIV/0!"},{"$error":"#DIV/0!"},{"$error":"#DIV/0!"},{"$error":"#DIV/0!"},{"$error":"#DIV/0!"},{"$error":"#DIV/0!"},{"$error":"#DIV/0!"},{"$error":"#DIV/0!"},{"$error":"#DIV/0!"},{"$error":"#DIV/0!"},{"$error":"#DIV/0!"},{"$error":"#DIV/0!"},{"$error":"#DIV/0!"},{"$error":"#DIV/0!"},{"$error":"#DIV/0!"},{"$f":" CMJ532","v":{"$error":"#DIV/0!"}},{"$error":"#DIV/0!"},{"$error":"#DIV/0!"},{"$error":"#DIV/0!"},{"$error":"#DIV/0!"},{"$error":"#DIV/0!"},{"$error":"#DIV/0!"},{"$error":"#DIV/0!"},{"$error":"#DIV/0!"},{"$error":"#DIV/0!"},{"$error":"#DIV/0!"},{"$error":"#DIV/0!"},{"$error":"#DIV/0!"},{"$error":"#DIV/0!"},{"$error":"#DIV/0!"},{"$error":"#DIV/0!"},{"$error":"#DIV/0!"},{"$error":"#DIV/0!"},{"$error":"#DIV/0!"},{"$error":"#DIV/0!"},{"$error":"#DIV/0!"},{"$error":"#DIV/0!"},{"$error":"#DIV/0!"},{"$error":"#DIV/0!"},{"$error":"#DIV/0!"},{"$error":"#DIV/0!"},{"$error":"#DIV/0!"},{"$error":"#DIV/0!"},{"$error":"#DIV/0!"},{"$error":"#DIV/0!"},{"$error":"#DIV/0!"},{"$error":"#DIV/0!"},{"$error":"#DIV/0!"},{"$error":"#DIV/0!"},{"$error":"#DIV/0!"},{"$error":"#DIV/0!"},{"$error":"#DIV/0!"},{"$error":"#DIV/0!"},{"$error":"#DIV/0!"},{"$error":"#DIV/0!"},{"$error":"#DIV/0!"},{"$error":"#DIV/0!"},{"$error":"#DIV/0!"},{"$error":"#DIV/0!"},{"$error":"#DIV/0!"},{"$error":"#DIV/0!"},{"$error":"#DIV/0!"},{"$error":"#DIV/0!"},{"$error":"#DIV/0!"},{"$error":"#DIV/0!"},{"$error":"#DIV/0!"},{"$error":"#DIV/0!"},{"$error":"#DIV/0!"},{"$error":"#DIV/0!"},{"$error":"#DIV/0!"},{"$error":"#DIV/0!"},{"$error":"#DIV/0!"},{"$error":"#DIV/0!"},{"$error":"#DIV/0!"},{"$error":"#DIV/0!"},{"$error":"#DIV/0!"},{"$error":"#DIV/0!"},{"$error":"#DIV/0!"},{"$error":"#DIV/0!"},{"$f":" COV532","v":{"$error":"#DIV/0!"}},{"$error":"#DIV/0!"},{"$error":"#DIV/0!"},{"$error":"#DIV/0!"},{"$error":"#DIV/0!"},{"$error":"#DIV/0!"},{"$error":"#DIV/0!"},{"$error":"#DIV/0!"},{"$error":"#DIV/0!"},{"$error":"#DIV/0!"},{"$error":"#DIV/0!"},{"$error":"#DIV/0!"},{"$error":"#DIV/0!"},{"$error":"#DIV/0!"},{"$error":"#DIV/0!"},{"$error":"#DIV/0!"},{"$error":"#DIV/0!"},{"$error":"#DIV/0!"},{"$error":"#DIV/0!"},{"$error":"#DIV/0!"},{"$error":"#DIV/0!"},{"$error":"#DIV/0!"},{"$error":"#DIV/0!"},{"$error":"#DIV/0!"},{"$error":"#DIV/0!"},{"$error":"#DIV/0!"},{"$error":"#DIV/0!"},{"$error":"#DIV/0!"},{"$error":"#DIV/0!"},{"$error":"#DIV/0!"},{"$error":"#DIV/0!"},{"$error":"#DIV/0!"},{"$error":"#DIV/0!"},{"$error":"#DIV/0!"},{"$error":"#DIV/0!"},{"$error":"#DIV/0!"},{"$error":"#DIV/0!"},{"$error":"#DIV/0!"},{"$error":"#DIV/0!"},{"$error":"#DIV/0!"},{"$error":"#DIV/0!"},{"$error":"#DIV/0!"},{"$error":"#DIV/0!"},{"$error":"#DIV/0!"},{"$error":"#DIV/0!"},{"$error":"#DIV/0!"},{"$error":"#DIV/0!"},{"$error":"#DIV/0!"},{"$error":"#DIV/0!"},{"$error":"#DIV/0!"},{"$error":"#DIV/0!"},{"$error":"#DIV/0!"},{"$error":"#DIV/0!"},{"$error":"#DIV/0!"},{"$error":"#DIV/0!"},{"$error":"#DIV/0!"},{"$error":"#DIV/0!"},{"$error":"#DIV/0!"},{"$error":"#DIV/0!"},{"$error":"#DIV/0!"},{"$error":"#DIV/0!"},{"$error":"#DIV/0!"},{"$error":"#DIV/0!"},{"$error":"#DIV/0!"},{"$f":" CRH532","v":{"$error":"#DIV/0!"}},{"$error":"#DIV/0!"},{"$error":"#DIV/0!"},{"$error":"#DIV/0!"},{"$error":"#DIV/0!"},{"$error":"#DIV/0!"},{"$error":"#DIV/0!"},{"$error":"#DIV/0!"},{"$error":"#DIV/0!"},{"$error":"#DIV/0!"},{"$error":"#DIV/0!"},{"$error":"#DIV/0!"},{"$error":"#DIV/0!"},{"$error":"#DIV/0!"},{"$error":"#DIV/0!"},{"$error":"#DIV/0!"},{"$error":"#DIV/0!"},{"$error":"#DIV/0!"},{"$error":"#DIV/0!"},{"$error":"#DIV/0!"},{"$error":"#DIV/0!"},{"$error":"#DIV/0!"},{"$error":"#DIV/0!"},{"$error":"#DIV/0!"},{"$error":"#DIV/0!"},{"$error":"#DIV/0!"},{"$error":"#DIV/0!"},{"$error":"#DIV/0!"},{"$error":"#DIV/0!"},{"$error":"#DIV/0!"},{"$error":"#DIV/0!"},{"$error":"#DIV/0!"},{"$error":"#DIV/0!"},{"$error":"#DIV/0!"},{"$error":"#DIV/0!"},{"$error":"#DIV/0!"},{"$error":"#DIV/0!"},{"$error":"#DIV/0!"},{"$error":"#DIV/0!"},{"$error":"#DIV/0!"},{"$error":"#DIV/0!"},{"$error":"#DIV/0!"},{"$error":"#DIV/0!"},{"$error":"#DIV/0!"},{"$error":"#DIV/0!"},{"$error":"#DIV/0!"},{"$error":"#DIV/0!"},{"$error":"#DIV/0!"},{"$error":"#DIV/0!"},{"$error":"#DIV/0!"},{"$error":"#DIV/0!"},{"$error":"#DIV/0!"},{"$error":"#DIV/0!"},{"$error":"#DIV/0!"},{"$error":"#DIV/0!"},{"$error":"#DIV/0!"},{"$error":"#DIV/0!"},{"$error":"#DIV/0!"},{"$error":"#DIV/0!"},{"$error":"#DIV/0!"},{"$error":"#DIV/0!"},{"$error":"#DIV/0!"},{"$error":"#DIV/0!"},{"$error":"#DIV/0!"},{"$f":" CTT532","v":{"$error":"#DIV/0!"}},{"$error":"#DIV/0!"},{"$error":"#DIV/0!"},{"$error":"#DIV/0!"},{"$error":"#DIV/0!"},{"$error":"#DIV/0!"},{"$error":"#DIV/0!"},{"$error":"#DIV/0!"},{"$error":"#DIV/0!"},{"$error":"#DIV/0!"},{"$error":"#DIV/0!"},{"$error":"#DIV/0!"},{"$error":"#DIV/0!"},{"$error":"#DIV/0!"},{"$error":"#DIV/0!"},{"$error":"#DIV/0!"},{"$error":"#DIV/0!"},{"$error":"#DIV/0!"},{"$error":"#DIV/0!"},{"$error":"#DIV/0!"},{"$error":"#DIV/0!"},{"$error":"#DIV/0!"},{"$error":"#DIV/0!"},{"$error":"#DIV/0!"},{"$error":"#DIV/0!"},{"$error":"#DIV/0!"},{"$error":"#DIV/0!"},{"$error":"#DIV/0!"},{"$error":"#DIV/0!"},{"$error":"#DIV/0!"},{"$error":"#DIV/0!"},{"$error":"#DIV/0!"},{"$error":"#DIV/0!"},{"$error":"#DIV/0!"},{"$error":"#DIV/0!"},{"$error":"#DIV/0!"},{"$error":"#DIV/0!"},{"$error":"#DIV/0!"},{"$error":"#DIV/0!"},{"$error":"#DIV/0!"},{"$error":"#DIV/0!"},{"$error":"#DIV/0!"},{"$error":"#DIV/0!"},{"$error":"#DIV/0!"},{"$error":"#DIV/0!"},{"$error":"#DIV/0!"},{"$error":"#DIV/0!"},{"$error":"#DIV/0!"},{"$error":"#DIV/0!"},{"$error":"#DIV/0!"},{"$error":"#DIV/0!"},{"$error":"#DIV/0!"},{"$error":"#DIV/0!"},{"$error":"#DIV/0!"},{"$error":"#DIV/0!"},{"$error":"#DIV/0!"},{"$error":"#DIV/0!"},{"$error":"#DIV/0!"},{"$error":"#DIV/0!"},{"$error":"#DIV/0!"},{"$error":"#DIV/0!"},{"$error":"#DIV/0!"},{"$error":"#DIV/0!"},{"$error":"#DIV/0!"},{"$f":" CWF532","v":{"$error":"#DIV/0!"}},{"$error":"#DIV/0!"},{"$error":"#DIV/0!"},{"$error":"#DIV/0!"},{"$error":"#DIV/0!"},{"$error":"#DIV/0!"},{"$error":"#DIV/0!"},{"$error":"#DIV/0!"},{"$error":"#DIV/0!"},{"$error":"#DIV/0!"},{"$error":"#DIV/0!"},{"$error":"#DIV/0!"},{"$error":"#DIV/0!"},{"$error":"#DIV/0!"},{"$error":"#DIV/0!"},{"$error":"#DIV/0!"},{"$error":"#DIV/0!"},{"$error":"#DIV/0!"},{"$error":"#DIV/0!"},{"$error":"#DIV/0!"},{"$error":"#DIV/0!"},{"$error":"#DIV/0!"},{"$error":"#DIV/0!"},{"$error":"#DIV/0!"},{"$error":"#DIV/0!"},{"$error":"#DIV/0!"},{"$error":"#DIV/0!"},{"$error":"#DIV/0!"},{"$error":"#DIV/0!"},{"$error":"#DIV/0!"},{"$error":"#DIV/0!"},{"$error":"#DIV/0!"},{"$error":"#DIV/0!"},{"$error":"#DIV/0!"},{"$error":"#DIV/0!"},{"$error":"#DIV/0!"},{"$error":"#DIV/0!"},{"$error":"#DIV/0!"},{"$error":"#DIV/0!"},{"$error":"#DIV/0!"},{"$error":"#DIV/0!"},{"$error":"#DIV/0!"},{"$error":"#DIV/0!"},{"$error":"#DIV/0!"},{"$error":"#DIV/0!"},{"$error":"#DIV/0!"},{"$error":"#DIV/0!"},{"$error":"#DIV/0!"},{"$error":"#DIV/0!"},{"$error":"#DIV/0!"},{"$error":"#DIV/0!"},{"$error":"#DIV/0!"},{"$error":"#DIV/0!"},{"$error":"#DIV/0!"},{"$error":"#DIV/0!"},{"$error":"#DIV/0!"},{"$error":"#DIV/0!"},{"$error":"#DIV/0!"},{"$error":"#DIV/0!"},{"$error":"#DIV/0!"},{"$error":"#DIV/0!"},{"$error":"#DIV/0!"},{"$error":"#DIV/0!"},{"$error":"#DIV/0!"},{"$f":" CYR532","v":{"$error":"#DIV/0!"}},{"$error":"#DIV/0!"},{"$error":"#DIV/0!"},{"$error":"#DIV/0!"},{"$error":"#DIV/0!"},{"$error":"#DIV/0!"},{"$error":"#DIV/0!"},{"$error":"#DIV/0!"},{"$error":"#DIV/0!"},{"$error":"#DIV/0!"},{"$error":"#DIV/0!"},{"$error":"#DIV/0!"},{"$error":"#DIV/0!"},{"$error":"#DIV/0!"},{"$error":"#DIV/0!"},{"$error":"#DIV/0!"},{"$error":"#DIV/0!"},{"$error":"#DIV/0!"},{"$error":"#DIV/0!"},{"$error":"#DIV/0!"},{"$error":"#DIV/0!"},{"$error":"#DIV/0!"},{"$error":"#DIV/0!"},{"$error":"#DIV/0!"},{"$error":"#DIV/0!"},{"$error":"#DIV/0!"},{"$error":"#DIV/0!"},{"$error":"#DIV/0!"},{"$error":"#DIV/0!"},{"$error":"#DIV/0!"},{"$error":"#DIV/0!"},{"$error":"#DIV/0!"},{"$error":"#DIV/0!"},{"$error":"#DIV/0!"},{"$error":"#DIV/0!"},{"$error":"#DIV/0!"},{"$error":"#DIV/0!"},{"$error":"#DIV/0!"},{"$error":"#DIV/0!"},{"$error":"#DIV/0!"},{"$error":"#DIV/0!"},{"$error":"#DIV/0!"},{"$error":"#DIV/0!"},{"$error":"#DIV/0!"},{"$error":"#DIV/0!"},{"$error":"#DIV/0!"},{"$error":"#DIV/0!"},{"$error":"#DIV/0!"},{"$error":"#DIV/0!"},{"$error":"#DIV/0!"},{"$error":"#DIV/0!"},{"$error":"#DIV/0!"},{"$error":"#DIV/0!"},{"$error":"#DIV/0!"},{"$error":"#DIV/0!"},{"$error":"#DIV/0!"},{"$error":"#DIV/0!"},{"$error":"#DIV/0!"},{"$error":"#DIV/0!"},{"$error":"#DIV/0!"},{"$error":"#DIV/0!"},{"$error":"#DIV/0!"},{"$error":"#DIV/0!"},{"$error":"#DIV/0!"},{"$f":" DBD532","v":{"$error":"#DIV/0!"}},{"$error":"#DIV/0!"},{"$error":"#DIV/0!"},{"$error":"#DIV/0!"},{"$error":"#DIV/0!"},{"$error":"#DIV/0!"},{"$error":"#DIV/0!"},{"$error":"#DIV/0!"},{"$error":"#DIV/0!"},{"$error":"#DIV/0!"},{"$error":"#DIV/0!"},{"$error":"#DIV/0!"},{"$error":"#DIV/0!"},{"$error":"#DIV/0!"},{"$error":"#DIV/0!"},{"$error":"#DIV/0!"},{"$error":"#DIV/0!"},{"$error":"#DIV/0!"},{"$error":"#DIV/0!"},{"$error":"#DIV/0!"},{"$error":"#DIV/0!"},{"$error":"#DIV/0!"},{"$error":"#DIV/0!"},{"$error":"#DIV/0!"},{"$error":"#DIV/0!"},{"$error":"#DIV/0!"},{"$error":"#DIV/0!"},{"$error":"#DIV/0!"},{"$error":"#DIV/0!"},{"$error":"#DIV/0!"},{"$error":"#DIV/0!"},{"$error":"#DIV/0!"},{"$error":"#DIV/0!"},{"$error":"#DIV/0!"},{"$error":"#DIV/0!"},{"$error":"#DIV/0!"},{"$error":"#DIV/0!"},{"$error":"#DIV/0!"},{"$error":"#DIV/0!"},{"$error":"#DIV/0!"},{"$error":"#DIV/0!"},{"$error":"#DIV/0!"},{"$error":"#DIV/0!"},{"$error":"#DIV/0!"},{"$error":"#DIV/0!"},{"$error":"#DIV/0!"},{"$error":"#DIV/0!"},{"$error":"#DIV/0!"},{"$error":"#DIV/0!"},{"$error":"#DIV/0!"},{"$error":"#DIV/0!"},{"$error":"#DIV/0!"},{"$error":"#DIV/0!"},{"$error":"#DIV/0!"},{"$error":"#DIV/0!"},{"$error":"#DIV/0!"},{"$error":"#DIV/0!"},{"$error":"#DIV/0!"},{"$error":"#DIV/0!"},{"$error":"#DIV/0!"},{"$error":"#DIV/0!"},{"$error":"#DIV/0!"},{"$error":"#DIV/0!"},{"$error":"#DIV/0!"},{"$f":" DDP532","v":{"$error":"#DIV/0!"}},{"$error":"#DIV/0!"},{"$error":"#DIV/0!"},{"$error":"#DIV/0!"},{"$error":"#DIV/0!"},{"$error":"#DIV/0!"},{"$error":"#DIV/0!"},{"$error":"#DIV/0!"},{"$error":"#DIV/0!"},{"$error":"#DIV/0!"},{"$error":"#DIV/0!"},{"$error":"#DIV/0!"},{"$error":"#DIV/0!"},{"$error":"#DIV/0!"},{"$error":"#DIV/0!"},{"$error":"#DIV/0!"},{"$error":"#DIV/0!"},{"$error":"#DIV/0!"},{"$error":"#DIV/0!"},{"$error":"#DIV/0!"},{"$error":"#DIV/0!"},{"$error":"#DIV/0!"},{"$error":"#DIV/0!"},{"$error":"#DIV/0!"},{"$error":"#DIV/0!"},{"$error":"#DIV/0!"},{"$error":"#DIV/0!"},{"$error":"#DIV/0!"},{"$error":"#DIV/0!"},{"$error":"#DIV/0!"},{"$error":"#DIV/0!"},{"$error":"#DIV/0!"},{"$error":"#DIV/0!"},{"$error":"#DIV/0!"},{"$error":"#DIV/0!"},{"$error":"#DIV/0!"},{"$error":"#DIV/0!"},{"$error":"#DIV/0!"},{"$error":"#DIV/0!"},{"$error":"#DIV/0!"},{"$error":"#DIV/0!"},{"$error":"#DIV/0!"},{"$error":"#DIV/0!"},{"$error":"#DIV/0!"},{"$error":"#DIV/0!"},{"$error":"#DIV/0!"},{"$error":"#DIV/0!"},{"$error":"#DIV/0!"},{"$error":"#DIV/0!"},{"$error":"#DIV/0!"},{"$error":"#DIV/0!"},{"$error":"#DIV/0!"},{"$error":"#DIV/0!"},{"$error":"#DIV/0!"},{"$error":"#DIV/0!"},{"$error":"#DIV/0!"},{"$error":"#DIV/0!"},{"$error":"#DIV/0!"},{"$error":"#DIV/0!"},{"$error":"#DIV/0!"},{"$error":"#DIV/0!"},{"$error":"#DIV/0!"},{"$error":"#DIV/0!"},{"$error":"#DIV/0!"},{"$f":" DGB532","v":{"$error":"#DIV/0!"}},{"$error":"#DIV/0!"},{"$error":"#DIV/0!"},{"$error":"#DIV/0!"},{"$error":"#DIV/0!"},{"$error":"#DIV/0!"},{"$error":"#DIV/0!"},{"$error":"#DIV/0!"},{"$error":"#DIV/0!"},{"$error":"#DIV/0!"},{"$error":"#DIV/0!"},{"$error":"#DIV/0!"},{"$error":"#DIV/0!"},{"$error":"#DIV/0!"},{"$error":"#DIV/0!"},{"$error":"#DIV/0!"},{"$error":"#DIV/0!"},{"$error":"#DIV/0!"},{"$error":"#DIV/0!"},{"$error":"#DIV/0!"},{"$error":"#DIV/0!"},{"$error":"#DIV/0!"},{"$error":"#DIV/0!"},{"$error":"#DIV/0!"},{"$error":"#DIV/0!"},{"$error":"#DIV/0!"},{"$error":"#DIV/0!"},{"$error":"#DIV/0!"},{"$error":"#DIV/0!"},{"$error":"#DIV/0!"},{"$error":"#DIV/0!"},{"$error":"#DIV/0!"},{"$error":"#DIV/0!"},{"$error":"#DIV/0!"},{"$error":"#DIV/0!"},{"$error":"#DIV/0!"},{"$error":"#DIV/0!"},{"$error":"#DIV/0!"},{"$error":"#DIV/0!"},{"$error":"#DIV/0!"},{"$error":"#DIV/0!"},{"$error":"#DIV/0!"},{"$error":"#DIV/0!"},{"$error":"#DIV/0!"},{"$error":"#DIV/0!"},{"$error":"#DIV/0!"},{"$error":"#DIV/0!"},{"$error":"#DIV/0!"},{"$error":"#DIV/0!"},{"$error":"#DIV/0!"},{"$error":"#DIV/0!"},{"$error":"#DIV/0!"},{"$error":"#DIV/0!"},{"$error":"#DIV/0!"},{"$error":"#DIV/0!"},{"$error":"#DIV/0!"},{"$error":"#DIV/0!"},{"$error":"#DIV/0!"},{"$error":"#DIV/0!"},{"$error":"#DIV/0!"},{"$error":"#DIV/0!"},{"$error":"#DIV/0!"},{"$error":"#DIV/0!"},{"$error":"#DIV/0!"},{"$f":" DIN532","v":{"$error":"#DIV/0!"}},{"$error":"#DIV/0!"},{"$error":"#DIV/0!"},{"$error":"#DIV/0!"},{"$error":"#DIV/0!"},{"$error":"#DIV/0!"},{"$error":"#DIV/0!"},{"$error":"#DIV/0!"},{"$error":"#DIV/0!"},{"$error":"#DIV/0!"},{"$error":"#DIV/0!"},{"$error":"#DIV/0!"},{"$error":"#DIV/0!"},{"$error":"#DIV/0!"},{"$error":"#DIV/0!"},{"$error":"#DIV/0!"},{"$error":"#DIV/0!"},{"$error":"#DIV/0!"},{"$error":"#DIV/0!"},{"$error":"#DIV/0!"},{"$error":"#DIV/0!"},{"$error":"#DIV/0!"},{"$error":"#DIV/0!"},{"$error":"#DIV/0!"},{"$error":"#DIV/0!"},{"$error":"#DIV/0!"},{"$error":"#DIV/0!"},{"$error":"#DIV/0!"},{"$error":"#DIV/0!"},{"$error":"#DIV/0!"},{"$error":"#DIV/0!"},{"$error":"#DIV/0!"},{"$error":"#DIV/0!"},{"$error":"#DIV/0!"},{"$error":"#DIV/0!"},{"$error":"#DIV/0!"},{"$error":"#DIV/0!"},{"$error":"#DIV/0!"},{"$error":"#DIV/0!"},{"$error":"#DIV/0!"},{"$error":"#DIV/0!"},{"$error":"#DIV/0!"},{"$error":"#DIV/0!"},{"$error":"#DIV/0!"},{"$error":"#DIV/0!"},{"$error":"#DIV/0!"},{"$error":"#DIV/0!"},{"$error":"#DIV/0!"},{"$error":"#DIV/0!"},{"$error":"#DIV/0!"},{"$error":"#DIV/0!"},{"$error":"#DIV/0!"},{"$error":"#DIV/0!"},{"$error":"#DIV/0!"},{"$error":"#DIV/0!"},{"$error":"#DIV/0!"},{"$error":"#DIV/0!"},{"$error":"#DIV/0!"},{"$error":"#DIV/0!"},{"$error":"#DIV/0!"},{"$error":"#DIV/0!"},{"$error":"#DIV/0!"},{"$error":"#DIV/0!"},{"$error":"#DIV/0!"},{"$f":" DKZ532","v":{"$error":"#DIV/0!"}},{"$error":"#DIV/0!"},{"$error":"#DIV/0!"},{"$error":"#DIV/0!"},{"$error":"#DIV/0!"},{"$error":"#DIV/0!"},{"$error":"#DIV/0!"},{"$error":"#DIV/0!"},{"$error":"#DIV/0!"},{"$error":"#DIV/0!"},{"$error":"#DIV/0!"},{"$error":"#DIV/0!"},{"$error":"#DIV/0!"},{"$error":"#DIV/0!"},{"$error":"#DIV/0!"},{"$error":"#DIV/0!"},{"$error":"#DIV/0!"},{"$error":"#DIV/0!"},{"$error":"#DIV/0!"},{"$error":"#DIV/0!"},{"$error":"#DIV/0!"},{"$error":"#DIV/0!"},{"$error":"#DIV/0!"},{"$error":"#DIV/0!"},{"$error":"#DIV/0!"},{"$error":"#DIV/0!"},{"$error":"#DIV/0!"},{"$error":"#DIV/0!"},{"$error":"#DIV/0!"},{"$error":"#DIV/0!"},{"$error":"#DIV/0!"},{"$error":"#DIV/0!"},{"$error":"#DIV/0!"},{"$error":"#DIV/0!"},{"$error":"#DIV/0!"},{"$error":"#DIV/0!"},{"$error":"#DIV/0!"},{"$error":"#DIV/0!"},{"$error":"#DIV/0!"},{"$error":"#DIV/0!"},{"$error":"#DIV/0!"},{"$error":"#DIV/0!"},{"$error":"#DIV/0!"},{"$error":"#DIV/0!"},{"$error":"#DIV/0!"},{"$error":"#DIV/0!"},{"$error":"#DIV/0!"},{"$error":"#DIV/0!"},{"$error":"#DIV/0!"},{"$error":"#DIV/0!"},{"$error":"#DIV/0!"},{"$error":"#DIV/0!"},{"$error":"#DIV/0!"},{"$error":"#DIV/0!"},{"$error":"#DIV/0!"},{"$error":"#DIV/0!"},{"$error":"#DIV/0!"},{"$error":"#DIV/0!"},{"$error":"#DIV/0!"},{"$error":"#DIV/0!"},{"$error":"#DIV/0!"},{"$error":"#DIV/0!"},{"$error":"#DIV/0!"},{"$error":"#DIV/0!"},{"$f":" DNL532","v":{"$error":"#DIV/0!"}},{"$error":"#DIV/0!"},{"$error":"#DIV/0!"},{"$error":"#DIV/0!"},{"$error":"#DIV/0!"},{"$error":"#DIV/0!"},{"$error":"#DIV/0!"},{"$error":"#DIV/0!"},{"$error":"#DIV/0!"},{"$error":"#DIV/0!"},{"$error":"#DIV/0!"},{"$error":"#DIV/0!"},{"$error":"#DIV/0!"},{"$error":"#DIV/0!"},{"$error":"#DIV/0!"},{"$error":"#DIV/0!"},{"$error":"#DIV/0!"},{"$error":"#DIV/0!"},{"$error":"#DIV/0!"},{"$error":"#DIV/0!"},{"$error":"#DIV/0!"},{"$error":"#DIV/0!"},{"$error":"#DIV/0!"},{"$error":"#DIV/0!"},{"$error":"#DIV/0!"},{"$error":"#DIV/0!"},{"$error":"#DIV/0!"},{"$error":"#DIV/0!"},{"$error":"#DIV/0!"},{"$error":"#DIV/0!"},{"$error":"#DIV/0!"},{"$error":"#DIV/0!"},{"$error":"#DIV/0!"},{"$error":"#DIV/0!"},{"$error":"#DIV/0!"},{"$error":"#DIV/0!"},{"$error":"#DIV/0!"},{"$error":"#DIV/0!"},{"$error":"#DIV/0!"},{"$error":"#DIV/0!"},{"$error":"#DIV/0!"},{"$error":"#DIV/0!"},{"$error":"#DIV/0!"},{"$error":"#DIV/0!"},{"$error":"#DIV/0!"},{"$error":"#DIV/0!"},{"$error":"#DIV/0!"},{"$error":"#DIV/0!"},{"$error":"#DIV/0!"},{"$error":"#DIV/0!"},{"$error":"#DIV/0!"},{"$error":"#DIV/0!"},{"$error":"#DIV/0!"},{"$error":"#DIV/0!"},{"$error":"#DIV/0!"},{"$error":"#DIV/0!"},{"$error":"#DIV/0!"},{"$error":"#DIV/0!"},{"$error":"#DIV/0!"},{"$error":"#DIV/0!"},{"$error":"#DIV/0!"},{"$error":"#DIV/0!"},{"$error":"#DIV/0!"},{"$error":"#DIV/0!"},{"$f":" DPX532","v":{"$error":"#DIV/0!"}},{"$error":"#DIV/0!"},{"$error":"#DIV/0!"},{"$error":"#DIV/0!"},{"$error":"#DIV/0!"},{"$error":"#DIV/0!"},{"$error":"#DIV/0!"},{"$error":"#DIV/0!"},{"$error":"#DIV/0!"},{"$error":"#DIV/0!"},{"$error":"#DIV/0!"},{"$error":"#DIV/0!"},{"$error":"#DIV/0!"},{"$error":"#DIV/0!"},{"$error":"#DIV/0!"},{"$error":"#DIV/0!"},{"$error":"#DIV/0!"},{"$error":"#DIV/0!"},{"$error":"#DIV/0!"},{"$error":"#DIV/0!"},{"$error":"#DIV/0!"},{"$error":"#DIV/0!"},{"$error":"#DIV/0!"},{"$error":"#DIV/0!"},{"$error":"#DIV/0!"},{"$error":"#DIV/0!"},{"$error":"#DIV/0!"},{"$error":"#DIV/0!"},{"$error":"#DIV/0!"},{"$error":"#DIV/0!"},{"$error":"#DIV/0!"},{"$error":"#DIV/0!"},{"$error":"#DIV/0!"},{"$error":"#DIV/0!"},{"$error":"#DIV/0!"},{"$error":"#DIV/0!"},{"$error":"#DIV/0!"},{"$error":"#DIV/0!"},{"$error":"#DIV/0!"},{"$error":"#DIV/0!"},{"$error":"#DIV/0!"},{"$error":"#DIV/0!"},{"$error":"#DIV/0!"},{"$error":"#DIV/0!"},{"$error":"#DIV/0!"},{"$error":"#DIV/0!"},{"$error":"#DIV/0!"},{"$error":"#DIV/0!"},{"$error":"#DIV/0!"},{"$error":"#DIV/0!"},{"$error":"#DIV/0!"},{"$error":"#DIV/0!"},{"$error":"#DIV/0!"},{"$error":"#DIV/0!"},{"$error":"#DIV/0!"},{"$error":"#DIV/0!"},{"$error":"#DIV/0!"},{"$error":"#DIV/0!"},{"$error":"#DIV/0!"},{"$error":"#DIV/0!"},{"$error":"#DIV/0!"},{"$error":"#DIV/0!"},{"$error":"#DIV/0!"},{"$error":"#DIV/0!"},{"$f":" DSJ532","v":{"$error":"#DIV/0!"}},{"$error":"#DIV/0!"},{"$error":"#DIV/0!"},{"$error":"#DIV/0!"},{"$error":"#DIV/0!"},{"$error":"#DIV/0!"},{"$error":"#DIV/0!"},{"$error":"#DIV/0!"},{"$error":"#DIV/0!"},{"$error":"#DIV/0!"},{"$error":"#DIV/0!"},{"$error":"#DIV/0!"},{"$error":"#DIV/0!"},{"$error":"#DIV/0!"},{"$error":"#DIV/0!"},{"$error":"#DIV/0!"},{"$error":"#DIV/0!"},{"$error":"#DIV/0!"},{"$error":"#DIV/0!"},{"$error":"#DIV/0!"},{"$error":"#DIV/0!"},{"$error":"#DIV/0!"},{"$error":"#DIV/0!"},{"$error":"#DIV/0!"},{"$error":"#DIV/0!"},{"$error":"#DIV/0!"},{"$error":"#DIV/0!"},{"$error":"#DIV/0!"},{"$error":"#DIV/0!"},{"$error":"#DIV/0!"},{"$error":"#DIV/0!"},{"$error":"#DIV/0!"},{"$error":"#DIV/0!"},{"$error":"#DIV/0!"},{"$error":"#DIV/0!"},{"$error":"#DIV/0!"},{"$error":"#DIV/0!"},{"$error":"#DIV/0!"},{"$error":"#DIV/0!"},{"$error":"#DIV/0!"},{"$error":"#DIV/0!"},{"$error":"#DIV/0!"},{"$error":"#DIV/0!"},{"$error":"#DIV/0!"},{"$error":"#DIV/0!"},{"$error":"#DIV/0!"},{"$error":"#DIV/0!"},{"$error":"#DIV/0!"},{"$error":"#DIV/0!"},{"$error":"#DIV/0!"},{"$error":"#DIV/0!"},{"$error":"#DIV/0!"},{"$error":"#DIV/0!"},{"$error":"#DIV/0!"},{"$error":"#DIV/0!"},{"$error":"#DIV/0!"},{"$error":"#DIV/0!"},{"$error":"#DIV/0!"},{"$error":"#DIV/0!"},{"$error":"#DIV/0!"},{"$error":"#DIV/0!"},{"$error":"#DIV/0!"},{"$error":"#DIV/0!"},{"$error":"#DIV/0!"},{"$f":" DUV532","v":{"$error":"#DIV/0!"}},{"$error":"#DIV/0!"},{"$error":"#DIV/0!"},{"$error":"#DIV/0!"},{"$error":"#DIV/0!"},{"$error":"#DIV/0!"},{"$error":"#DIV/0!"},{"$error":"#DIV/0!"},{"$error":"#DIV/0!"},{"$error":"#DIV/0!"},{"$error":"#DIV/0!"},{"$error":"#DIV/0!"},{"$error":"#DIV/0!"},{"$error":"#DIV/0!"},{"$error":"#DIV/0!"},{"$error":"#DIV/0!"},{"$error":"#DIV/0!"},{"$error":"#DIV/0!"},{"$error":"#DIV/0!"},{"$error":"#DIV/0!"},{"$error":"#DIV/0!"},{"$error":"#DIV/0!"},{"$error":"#DIV/0!"},{"$error":"#DIV/0!"},{"$error":"#DIV/0!"},{"$error":"#DIV/0!"},{"$error":"#DIV/0!"},{"$error":"#DIV/0!"},{"$error":"#DIV/0!"},{"$error":"#DIV/0!"},{"$error":"#DIV/0!"},{"$error":"#DIV/0!"},{"$error":"#DIV/0!"},{"$error":"#DIV/0!"},{"$error":"#DIV/0!"},{"$error":"#DIV/0!"},{"$error":"#DIV/0!"},{"$error":"#DIV/0!"},{"$error":"#DIV/0!"},{"$error":"#DIV/0!"},{"$error":"#DIV/0!"},{"$error":"#DIV/0!"},{"$error":"#DIV/0!"},{"$error":"#DIV/0!"},{"$error":"#DIV/0!"},{"$error":"#DIV/0!"},{"$error":"#DIV/0!"},{"$error":"#DIV/0!"},{"$error":"#DIV/0!"},{"$error":"#DIV/0!"},{"$error":"#DIV/0!"},{"$error":"#DIV/0!"},{"$error":"#DIV/0!"},{"$error":"#DIV/0!"},{"$error":"#DIV/0!"},{"$error":"#DIV/0!"},{"$error":"#DIV/0!"},{"$error":"#DIV/0!"},{"$error":"#DIV/0!"},{"$error":"#DIV/0!"},{"$error":"#DIV/0!"},{"$error":"#DIV/0!"},{"$error":"#DIV/0!"},{"$error":"#DIV/0!"},{"$f":" DXH532","v":{"$error":"#DIV/0!"}},{"$error":"#DIV/0!"},{"$error":"#DIV/0!"},{"$error":"#DIV/0!"},{"$error":"#DIV/0!"},{"$error":"#DIV/0!"},{"$error":"#DIV/0!"},{"$error":"#DIV/0!"},{"$error":"#DIV/0!"},{"$error":"#DIV/0!"},{"$error":"#DIV/0!"},{"$error":"#DIV/0!"},{"$error":"#DIV/0!"},{"$error":"#DIV/0!"},{"$error":"#DIV/0!"},{"$error":"#DIV/0!"},{"$error":"#DIV/0!"},{"$error":"#DIV/0!"},{"$error":"#DIV/0!"},{"$error":"#DIV/0!"},{"$error":"#DIV/0!"},{"$error":"#DIV/0!"},{"$error":"#DIV/0!"},{"$error":"#DIV/0!"},{"$error":"#DIV/0!"},{"$error":"#DIV/0!"},{"$error":"#DIV/0!"},{"$error":"#DIV/0!"},{"$error":"#DIV/0!"},{"$error":"#DIV/0!"},{"$error":"#DIV/0!"},{"$error":"#DIV/0!"},{"$error":"#DIV/0!"},{"$error":"#DIV/0!"},{"$error":"#DIV/0!"},{"$error":"#DIV/0!"},{"$error":"#DIV/0!"},{"$error":"#DIV/0!"},{"$error":"#DIV/0!"},{"$error":"#DIV/0!"},{"$error":"#DIV/0!"},{"$error":"#DIV/0!"},{"$error":"#DIV/0!"},{"$error":"#DIV/0!"},{"$error":"#DIV/0!"},{"$error":"#DIV/0!"},{"$error":"#DIV/0!"},{"$error":"#DIV/0!"},{"$error":"#DIV/0!"},{"$error":"#DIV/0!"},{"$error":"#DIV/0!"},{"$error":"#DIV/0!"},{"$error":"#DIV/0!"},{"$error":"#DIV/0!"},{"$error":"#DIV/0!"},{"$error":"#DIV/0!"},{"$error":"#DIV/0!"},{"$error":"#DIV/0!"},{"$error":"#DIV/0!"},{"$error":"#DIV/0!"},{"$error":"#DIV/0!"},{"$error":"#DIV/0!"},{"$error":"#DIV/0!"},{"$error":"#DIV/0!"},{"$f":" DZT532","v":{"$error":"#DIV/0!"}},{"$error":"#DIV/0!"},{"$error":"#DIV/0!"},{"$error":"#DIV/0!"},{"$error":"#DIV/0!"},{"$error":"#DIV/0!"},{"$error":"#DIV/0!"},{"$error":"#DIV/0!"},{"$error":"#DIV/0!"},{"$error":"#DIV/0!"},{"$error":"#DIV/0!"},{"$error":"#DIV/0!"},{"$error":"#DIV/0!"},{"$error":"#DIV/0!"},{"$error":"#DIV/0!"},{"$error":"#DIV/0!"},{"$error":"#DIV/0!"},{"$error":"#DIV/0!"},{"$error":"#DIV/0!"},{"$error":"#DIV/0!"},{"$error":"#DIV/0!"},{"$error":"#DIV/0!"},{"$error":"#DIV/0!"},{"$error":"#DIV/0!"},{"$error":"#DIV/0!"},{"$error":"#DIV/0!"},{"$error":"#DIV/0!"},{"$error":"#DIV/0!"},{"$error":"#DIV/0!"},{"$error":"#DIV/0!"},{"$error":"#DIV/0!"},{"$error":"#DIV/0!"},{"$error":"#DIV/0!"},{"$error":"#DIV/0!"},{"$error":"#DIV/0!"},{"$error":"#DIV/0!"},{"$error":"#DIV/0!"},{"$error":"#DIV/0!"},{"$error":"#DIV/0!"},{"$error":"#DIV/0!"},{"$error":"#DIV/0!"},{"$error":"#DIV/0!"},{"$error":"#DIV/0!"},{"$error":"#DIV/0!"},{"$error":"#DIV/0!"},{"$error":"#DIV/0!"},{"$error":"#DIV/0!"},{"$error":"#DIV/0!"},{"$error":"#DIV/0!"},{"$error":"#DIV/0!"},{"$error":"#DIV/0!"},{"$error":"#DIV/0!"},{"$error":"#DIV/0!"},{"$error":"#DIV/0!"},{"$error":"#DIV/0!"},{"$error":"#DIV/0!"},{"$error":"#DIV/0!"},{"$error":"#DIV/0!"},{"$error":"#DIV/0!"},{"$error":"#DIV/0!"},{"$error":"#DIV/0!"},{"$error":"#DIV/0!"},{"$error":"#DIV/0!"},{"$error":"#DIV/0!"},{"$f":" ECF532","v":{"$error":"#DIV/0!"}},{"$error":"#DIV/0!"},{"$error":"#DIV/0!"},{"$error":"#DIV/0!"},{"$error":"#DIV/0!"},{"$error":"#DIV/0!"},{"$error":"#DIV/0!"},{"$error":"#DIV/0!"},{"$error":"#DIV/0!"},{"$error":"#DIV/0!"},{"$error":"#DIV/0!"},{"$error":"#DIV/0!"},{"$error":"#DIV/0!"},{"$error":"#DIV/0!"},{"$error":"#DIV/0!"},{"$error":"#DIV/0!"},{"$error":"#DIV/0!"},{"$error":"#DIV/0!"},{"$error":"#DIV/0!"},{"$error":"#DIV/0!"},{"$error":"#DIV/0!"},{"$error":"#DIV/0!"},{"$error":"#DIV/0!"},{"$error":"#DIV/0!"},{"$error":"#DIV/0!"},{"$error":"#DIV/0!"},{"$error":"#DIV/0!"},{"$error":"#DIV/0!"},{"$error":"#DIV/0!"},{"$error":"#DIV/0!"},{"$error":"#DIV/0!"},{"$error":"#DIV/0!"},{"$error":"#DIV/0!"},{"$error":"#DIV/0!"},{"$error":"#DIV/0!"},{"$error":"#DIV/0!"},{"$error":"#DIV/0!"},{"$error":"#DIV/0!"},{"$error":"#DIV/0!"},{"$error":"#DIV/0!"},{"$error":"#DIV/0!"},{"$error":"#DIV/0!"},{"$error":"#DIV/0!"},{"$error":"#DIV/0!"},{"$error":"#DIV/0!"},{"$error":"#DIV/0!"},{"$error":"#DIV/0!"},{"$error":"#DIV/0!"},{"$error":"#DIV/0!"},{"$error":"#DIV/0!"},{"$error":"#DIV/0!"},{"$error":"#DIV/0!"},{"$error":"#DIV/0!"},{"$error":"#DIV/0!"},{"$error":"#DIV/0!"},{"$error":"#DIV/0!"},{"$error":"#DIV/0!"},{"$error":"#DIV/0!"},{"$error":"#DIV/0!"},{"$error":"#DIV/0!"},{"$error":"#DIV/0!"},{"$error":"#DIV/0!"},{"$error":"#DIV/0!"},{"$error":"#DIV/0!"},{"$f":" EER532","v":{"$error":"#DIV/0!"}},{"$error":"#DIV/0!"},{"$error":"#DIV/0!"},{"$error":"#DIV/0!"},{"$error":"#DIV/0!"},{"$error":"#DIV/0!"},{"$error":"#DIV/0!"},{"$error":"#DIV/0!"},{"$error":"#DIV/0!"},{"$error":"#DIV/0!"},{"$error":"#DIV/0!"},{"$error":"#DIV/0!"},{"$error":"#DIV/0!"},{"$error":"#DIV/0!"},{"$error":"#DIV/0!"},{"$error":"#DIV/0!"},{"$error":"#DIV/0!"},{"$error":"#DIV/0!"},{"$error":"#DIV/0!"},{"$error":"#DIV/0!"},{"$error":"#DIV/0!"},{"$error":"#DIV/0!"},{"$error":"#DIV/0!"},{"$error":"#DIV/0!"},{"$error":"#DIV/0!"},{"$error":"#DIV/0!"},{"$error":"#DIV/0!"},{"$error":"#DIV/0!"},{"$error":"#DIV/0!"},{"$error":"#DIV/0!"},{"$error":"#DIV/0!"},{"$error":"#DIV/0!"},{"$error":"#DIV/0!"},{"$error":"#DIV/0!"},{"$error":"#DIV/0!"},{"$error":"#DIV/0!"},{"$error":"#DIV/0!"},{"$error":"#DIV/0!"},{"$error":"#DIV/0!"},{"$error":"#DIV/0!"},{"$error":"#DIV/0!"},{"$error":"#DIV/0!"},{"$error":"#DIV/0!"},{"$error":"#DIV/0!"},{"$error":"#DIV/0!"},{"$error":"#DIV/0!"},{"$error":"#DIV/0!"},{"$error":"#DIV/0!"},{"$error":"#DIV/0!"},{"$error":"#DIV/0!"},{"$error":"#DIV/0!"},{"$error":"#DIV/0!"},{"$error":"#DIV/0!"},{"$error":"#DIV/0!"},{"$error":"#DIV/0!"},{"$error":"#DIV/0!"},{"$error":"#DIV/0!"},{"$error":"#DIV/0!"},{"$error":"#DIV/0!"},{"$error":"#DIV/0!"},{"$error":"#DIV/0!"},{"$error":"#DIV/0!"},{"$error":"#DIV/0!"},{"$error":"#DIV/0!"},{"$f":" EHD532","v":{"$error":"#DIV/0!"}},{"$error":"#DIV/0!"},{"$error":"#DIV/0!"},{"$error":"#DIV/0!"},{"$error":"#DIV/0!"},{"$error":"#DIV/0!"},{"$error":"#DIV/0!"},{"$error":"#DIV/0!"},{"$error":"#DIV/0!"},{"$error":"#DIV/0!"},{"$error":"#DIV/0!"},{"$error":"#DIV/0!"},{"$error":"#DIV/0!"},{"$error":"#DIV/0!"},{"$error":"#DIV/0!"},{"$error":"#DIV/0!"},{"$error":"#DIV/0!"},{"$error":"#DIV/0!"},{"$error":"#DIV/0!"},{"$error":"#DIV/0!"},{"$error":"#DIV/0!"},{"$error":"#DIV/0!"},{"$error":"#DIV/0!"},{"$error":"#DIV/0!"},{"$error":"#DIV/0!"},{"$error":"#DIV/0!"},{"$error":"#DIV/0!"},{"$error":"#DIV/0!"},{"$error":"#DIV/0!"},{"$error":"#DIV/0!"},{"$error":"#DIV/0!"},{"$error":"#DIV/0!"},{"$error":"#DIV/0!"},{"$error":"#DIV/0!"},{"$error":"#DIV/0!"},{"$error":"#DIV/0!"},{"$error":"#DIV/0!"},{"$error":"#DIV/0!"},{"$error":"#DIV/0!"},{"$error":"#DIV/0!"},{"$error":"#DIV/0!"},{"$error":"#DIV/0!"},{"$error":"#DIV/0!"},{"$error":"#DIV/0!"},{"$error":"#DIV/0!"},{"$error":"#DIV/0!"},{"$error":"#DIV/0!"},{"$error":"#DIV/0!"},{"$error":"#DIV/0!"},{"$error":"#DIV/0!"},{"$error":"#DIV/0!"},{"$error":"#DIV/0!"},{"$error":"#DIV/0!"},{"$error":"#DIV/0!"},{"$error":"#DIV/0!"},{"$error":"#DIV/0!"},{"$error":"#DIV/0!"},{"$error":"#DIV/0!"},{"$error":"#DIV/0!"},{"$error":"#DIV/0!"},{"$error":"#DIV/0!"},{"$error":"#DIV/0!"},{"$error":"#DIV/0!"},{"$error":"#DIV/0!"},{"$f":" EJP532","v":{"$error":"#DIV/0!"}},{"$error":"#DIV/0!"},{"$error":"#DIV/0!"},{"$error":"#DIV/0!"},{"$error":"#DIV/0!"},{"$error":"#DIV/0!"},{"$error":"#DIV/0!"},{"$error":"#DIV/0!"},{"$error":"#DIV/0!"},{"$error":"#DIV/0!"},{"$error":"#DIV/0!"},{"$error":"#DIV/0!"},{"$error":"#DIV/0!"},{"$error":"#DIV/0!"},{"$error":"#DIV/0!"},{"$error":"#DIV/0!"},{"$error":"#DIV/0!"},{"$error":"#DIV/0!"},{"$error":"#DIV/0!"},{"$error":"#DIV/0!"},{"$error":"#DIV/0!"},{"$error":"#DIV/0!"},{"$error":"#DIV/0!"},{"$error":"#DIV/0!"},{"$error":"#DIV/0!"},{"$error":"#DIV/0!"},{"$error":"#DIV/0!"},{"$error":"#DIV/0!"},{"$error":"#DIV/0!"},{"$error":"#DIV/0!"},{"$error":"#DIV/0!"},{"$error":"#DIV/0!"},{"$error":"#DIV/0!"},{"$error":"#DIV/0!"},{"$error":"#DIV/0!"},{"$error":"#DIV/0!"},{"$error":"#DIV/0!"},{"$error":"#DIV/0!"},{"$error":"#DIV/0!"},{"$error":"#DIV/0!"},{"$error":"#DIV/0!"},{"$error":"#DIV/0!"},{"$error":"#DIV/0!"},{"$error":"#DIV/0!"},{"$error":"#DIV/0!"},{"$error":"#DIV/0!"},{"$error":"#DIV/0!"},{"$error":"#DIV/0!"},{"$error":"#DIV/0!"},{"$error":"#DIV/0!"},{"$error":"#DIV/0!"},{"$error":"#DIV/0!"},{"$error":"#DIV/0!"},{"$error":"#DIV/0!"},{"$error":"#DIV/0!"},{"$error":"#DIV/0!"},{"$error":"#DIV/0!"},{"$error":"#DIV/0!"},{"$error":"#DIV/0!"},{"$error":"#DIV/0!"},{"$error":"#DIV/0!"},{"$error":"#DIV/0!"},{"$error":"#DIV/0!"},{"$error":"#DIV/0!"},{"$f":" EMB532","v":{"$error":"#DIV/0!"}},{"$error":"#DIV/0!"},{"$error":"#DIV/0!"},{"$error":"#DIV/0!"},{"$error":"#DIV/0!"},{"$error":"#DIV/0!"},{"$error":"#DIV/0!"},{"$error":"#DIV/0!"},{"$error":"#DIV/0!"},{"$error":"#DIV/0!"},{"$error":"#DIV/0!"},{"$error":"#DIV/0!"},{"$error":"#DIV/0!"},{"$error":"#DIV/0!"},{"$error":"#DIV/0!"},{"$error":"#DIV/0!"},{"$error":"#DIV/0!"},{"$error":"#DIV/0!"},{"$error":"#DIV/0!"},{"$error":"#DIV/0!"},{"$error":"#DIV/0!"},{"$error":"#DIV/0!"},{"$error":"#DIV/0!"},{"$error":"#DIV/0!"},{"$error":"#DIV/0!"},{"$error":"#DIV/0!"},{"$error":"#DIV/0!"},{"$error":"#DIV/0!"},{"$error":"#DIV/0!"},{"$error":"#DIV/0!"},{"$error":"#DIV/0!"},{"$error":"#DIV/0!"},{"$error":"#DIV/0!"},{"$error":"#DIV/0!"},{"$error":"#DIV/0!"},{"$error":"#DIV/0!"},{"$error":"#DIV/0!"},{"$error":"#DIV/0!"},{"$error":"#DIV/0!"},{"$error":"#DIV/0!"},{"$error":"#DIV/0!"},{"$error":"#DIV/0!"},{"$error":"#DIV/0!"},{"$error":"#DIV/0!"},{"$error":"#DIV/0!"},{"$error":"#DIV/0!"},{"$error":"#DIV/0!"},{"$error":"#DIV/0!"},{"$error":"#DIV/0!"},{"$error":"#DIV/0!"},{"$error":"#DIV/0!"},{"$error":"#DIV/0!"},{"$error":"#DIV/0!"},{"$error":"#DIV/0!"},{"$error":"#DIV/0!"},{"$error":"#DIV/0!"},{"$error":"#DIV/0!"},{"$error":"#DIV/0!"},{"$error":"#DIV/0!"},{"$error":"#DIV/0!"},{"$error":"#DIV/0!"},{"$error":"#DIV/0!"},{"$error":"#DIV/0!"},{"$error":"#DIV/0!"},{"$f":" EON532","v":{"$error":"#DIV/0!"}},{"$error":"#DIV/0!"},{"$error":"#DIV/0!"},{"$error":"#DIV/0!"},{"$error":"#DIV/0!"},{"$error":"#DIV/0!"},{"$error":"#DIV/0!"},{"$error":"#DIV/0!"},{"$error":"#DIV/0!"},{"$error":"#DIV/0!"},{"$error":"#DIV/0!"},{"$error":"#DIV/0!"},{"$error":"#DIV/0!"},{"$error":"#DIV/0!"},{"$error":"#DIV/0!"},{"$error":"#DIV/0!"},{"$error":"#DIV/0!"},{"$error":"#DIV/0!"},{"$error":"#DIV/0!"},{"$error":"#DIV/0!"},{"$error":"#DIV/0!"},{"$error":"#DIV/0!"},{"$error":"#DIV/0!"},{"$error":"#DIV/0!"},{"$error":"#DIV/0!"},{"$error":"#DIV/0!"},{"$error":"#DIV/0!"},{"$error":"#DIV/0!"},{"$error":"#DIV/0!"},{"$error":"#DIV/0!"},{"$error":"#DIV/0!"},{"$error":"#DIV/0!"},{"$error":"#DIV/0!"},{"$error":"#DIV/0!"},{"$error":"#DIV/0!"},{"$error":"#DIV/0!"},{"$error":"#DIV/0!"},{"$error":"#DIV/0!"},{"$error":"#DIV/0!"},{"$error":"#DIV/0!"},{"$error":"#DIV/0!"},{"$error":"#DIV/0!"},{"$error":"#DIV/0!"},{"$error":"#DIV/0!"},{"$error":"#DIV/0!"},{"$error":"#DIV/0!"},{"$error":"#DIV/0!"},{"$error":"#DIV/0!"},{"$error":"#DIV/0!"},{"$error":"#DIV/0!"},{"$error":"#DIV/0!"},{"$error":"#DIV/0!"},{"$error":"#DIV/0!"},{"$error":"#DIV/0!"},{"$error":"#DIV/0!"},{"$error":"#DIV/0!"},{"$error":"#DIV/0!"},{"$error":"#DIV/0!"},{"$error":"#DIV/0!"},{"$error":"#DIV/0!"},{"$error":"#DIV/0!"},{"$error":"#DIV/0!"},{"$error":"#DIV/0!"},{"$error":"#DIV/0!"},{"$f":" EQZ532","v":{"$error":"#DIV/0!"}},{"$error":"#DIV/0!"},{"$error":"#DIV/0!"},{"$error":"#DIV/0!"},{"$error":"#DIV/0!"},{"$error":"#DIV/0!"},{"$error":"#DIV/0!"},{"$error":"#DIV/0!"},{"$error":"#DIV/0!"},{"$error":"#DIV/0!"},{"$error":"#DIV/0!"},{"$error":"#DIV/0!"},{"$error":"#DIV/0!"},{"$error":"#DIV/0!"},{"$error":"#DIV/0!"},{"$error":"#DIV/0!"},{"$error":"#DIV/0!"},{"$error":"#DIV/0!"},{"$error":"#DIV/0!"},{"$error":"#DIV/0!"},{"$error":"#DIV/0!"},{"$error":"#DIV/0!"},{"$error":"#DIV/0!"},{"$error":"#DIV/0!"},{"$error":"#DIV/0!"},{"$error":"#DIV/0!"},{"$error":"#DIV/0!"},{"$error":"#DIV/0!"},{"$error":"#DIV/0!"},{"$error":"#DIV/0!"},{"$error":"#DIV/0!"},{"$error":"#DIV/0!"},{"$error":"#DIV/0!"},{"$error":"#DIV/0!"},{"$error":"#DIV/0!"},{"$error":"#DIV/0!"},{"$error":"#DIV/0!"},{"$error":"#DIV/0!"},{"$error":"#DIV/0!"},{"$error":"#DIV/0!"},{"$error":"#DIV/0!"},{"$error":"#DIV/0!"},{"$error":"#DIV/0!"},{"$error":"#DIV/0!"},{"$error":"#DIV/0!"},{"$error":"#DIV/0!"},{"$error":"#DIV/0!"},{"$error":"#DIV/0!"},{"$error":"#DIV/0!"},{"$error":"#DIV/0!"},{"$error":"#DIV/0!"},{"$error":"#DIV/0!"},{"$error":"#DIV/0!"},{"$error":"#DIV/0!"},{"$error":"#DIV/0!"},{"$error":"#DIV/0!"},{"$error":"#DIV/0!"},{"$error":"#DIV/0!"},{"$error":"#DIV/0!"},{"$error":"#DIV/0!"},{"$error":"#DIV/0!"},{"$error":"#DIV/0!"},{"$error":"#DIV/0!"},{"$error":"#DIV/0!"},{"$f":" ETL532","v":{"$error":"#DIV/0!"}},{"$error":"#DIV/0!"},{"$error":"#DIV/0!"},{"$error":"#DIV/0!"},{"$error":"#DIV/0!"},{"$error":"#DIV/0!"},{"$error":"#DIV/0!"},{"$error":"#DIV/0!"},{"$error":"#DIV/0!"},{"$error":"#DIV/0!"},{"$error":"#DIV/0!"},{"$error":"#DIV/0!"},{"$error":"#DIV/0!"},{"$error":"#DIV/0!"},{"$error":"#DIV/0!"},{"$error":"#DIV/0!"},{"$error":"#DIV/0!"},{"$error":"#DIV/0!"},{"$error":"#DIV/0!"},{"$error":"#DIV/0!"},{"$error":"#DIV/0!"},{"$error":"#DIV/0!"},{"$error":"#DIV/0!"},{"$error":"#DIV/0!"},{"$error":"#DIV/0!"},{"$error":"#DIV/0!"},{"$error":"#DIV/0!"},{"$error":"#DIV/0!"},{"$error":"#DIV/0!"},{"$error":"#DIV/0!"},{"$error":"#DIV/0!"},{"$error":"#DIV/0!"},{"$error":"#DIV/0!"},{"$error":"#DIV/0!"},{"$error":"#DIV/0!"},{"$error":"#DIV/0!"},{"$error":"#DIV/0!"},{"$error":"#DIV/0!"},{"$error":"#DIV/0!"},{"$error":"#DIV/0!"},{"$error":"#DIV/0!"},{"$error":"#DIV/0!"},{"$error":"#DIV/0!"},{"$error":"#DIV/0!"},{"$error":"#DIV/0!"},{"$error":"#DIV/0!"},{"$error":"#DIV/0!"},{"$error":"#DIV/0!"},{"$error":"#DIV/0!"},{"$error":"#DIV/0!"},{"$error":"#DIV/0!"},{"$error":"#DIV/0!"},{"$error":"#DIV/0!"},{"$error":"#DIV/0!"},{"$error":"#DIV/0!"},{"$error":"#DIV/0!"},{"$error":"#DIV/0!"},{"$error":"#DIV/0!"},{"$error":"#DIV/0!"},{"$error":"#DIV/0!"},{"$error":"#DIV/0!"},{"$error":"#DIV/0!"},{"$error":"#DIV/0!"},{"$error":"#DIV/0!"},{"$f":" EVX532","v":{"$error":"#DIV/0!"}},{"$error":"#DIV/0!"},{"$error":"#DIV/0!"},{"$error":"#DIV/0!"},{"$error":"#DIV/0!"},{"$error":"#DIV/0!"},{"$error":"#DIV/0!"},{"$error":"#DIV/0!"},{"$error":"#DIV/0!"},{"$error":"#DIV/0!"},{"$error":"#DIV/0!"},{"$error":"#DIV/0!"},{"$error":"#DIV/0!"},{"$error":"#DIV/0!"},{"$error":"#DIV/0!"},{"$error":"#DIV/0!"},{"$error":"#DIV/0!"},{"$error":"#DIV/0!"},{"$error":"#DIV/0!"},{"$error":"#DIV/0!"},{"$error":"#DIV/0!"},{"$error":"#DIV/0!"},{"$error":"#DIV/0!"},{"$error":"#DIV/0!"},{"$error":"#DIV/0!"},{"$error":"#DIV/0!"},{"$error":"#DIV/0!"},{"$error":"#DIV/0!"},{"$error":"#DIV/0!"},{"$error":"#DIV/0!"},{"$error":"#DIV/0!"},{"$error":"#DIV/0!"},{"$error":"#DIV/0!"},{"$error":"#DIV/0!"},{"$error":"#DIV/0!"},{"$error":"#DIV/0!"},{"$error":"#DIV/0!"},{"$error":"#DIV/0!"},{"$error":"#DIV/0!"},{"$error":"#DIV/0!"},{"$error":"#DIV/0!"},{"$error":"#DIV/0!"},{"$error":"#DIV/0!"},{"$error":"#DIV/0!"},{"$error":"#DIV/0!"},{"$error":"#DIV/0!"},{"$error":"#DIV/0!"},{"$error":"#DIV/0!"},{"$error":"#DIV/0!"},{"$error":"#DIV/0!"},{"$error":"#DIV/0!"},{"$error":"#DIV/0!"},{"$error":"#DIV/0!"},{"$error":"#DIV/0!"},{"$error":"#DIV/0!"},{"$error":"#DIV/0!"},{"$error":"#DIV/0!"},{"$error":"#DIV/0!"},{"$error":"#DIV/0!"},{"$error":"#DIV/0!"},{"$error":"#DIV/0!"},{"$error":"#DIV/0!"},{"$error":"#DIV/0!"},{"$error":"#DIV/0!"},{"$f":" EYJ532","v":{"$error":"#DIV/0!"}},{"$error":"#DIV/0!"},{"$error":"#DIV/0!"},{"$error":"#DIV/0!"},{"$error":"#DIV/0!"},{"$error":"#DIV/0!"},{"$error":"#DIV/0!"},{"$error":"#DIV/0!"},{"$error":"#DIV/0!"},{"$error":"#DIV/0!"},{"$error":"#DIV/0!"},{"$error":"#DIV/0!"},{"$error":"#DIV/0!"},{"$error":"#DIV/0!"},{"$error":"#DIV/0!"},{"$error":"#DIV/0!"},{"$error":"#DIV/0!"},{"$error":"#DIV/0!"},{"$error":"#DIV/0!"},{"$error":"#DIV/0!"},{"$error":"#DIV/0!"},{"$error":"#DIV/0!"},{"$error":"#DIV/0!"},{"$error":"#DIV/0!"},{"$error":"#DIV/0!"},{"$error":"#DIV/0!"},{"$error":"#DIV/0!"},{"$error":"#DIV/0!"},{"$error":"#DIV/0!"},{"$error":"#DIV/0!"},{"$error":"#DIV/0!"},{"$error":"#DIV/0!"},{"$error":"#DIV/0!"},{"$error":"#DIV/0!"},{"$error":"#DIV/0!"},{"$error":"#DIV/0!"},{"$error":"#DIV/0!"},{"$error":"#DIV/0!"},{"$error":"#DIV/0!"},{"$error":"#DIV/0!"},{"$error":"#DIV/0!"},{"$error":"#DIV/0!"},{"$error":"#DIV/0!"},{"$error":"#DIV/0!"},{"$error":"#DIV/0!"},{"$error":"#DIV/0!"},{"$error":"#DIV/0!"},{"$error":"#DIV/0!"},{"$error":"#DIV/0!"},{"$error":"#DIV/0!"},{"$error":"#DIV/0!"},{"$error":"#DIV/0!"},{"$error":"#DIV/0!"},{"$error":"#DIV/0!"},{"$error":"#DIV/0!"},{"$error":"#DIV/0!"},{"$error":"#DIV/0!"},{"$error":"#DIV/0!"},{"$error":"#DIV/0!"},{"$error":"#DIV/0!"},{"$error":"#DIV/0!"},{"$error":"#DIV/0!"},{"$error":"#DIV/0!"},{"$error":"#DIV/0!"},{"$f":" FAV532","v":{"$error":"#DIV/0!"}},{"$error":"#DIV/0!"},{"$error":"#DIV/0!"},{"$error":"#DIV/0!"},{"$error":"#DIV/0!"},{"$error":"#DIV/0!"},{"$error":"#DIV/0!"},{"$error":"#DIV/0!"},{"$error":"#DIV/0!"},{"$error":"#DIV/0!"},{"$error":"#DIV/0!"},{"$error":"#DIV/0!"},{"$error":"#DIV/0!"},{"$error":"#DIV/0!"},{"$error":"#DIV/0!"},{"$error":"#DIV/0!"},{"$error":"#DIV/0!"},{"$error":"#DIV/0!"},{"$error":"#DIV/0!"},{"$error":"#DIV/0!"},{"$error":"#DIV/0!"},{"$error":"#DIV/0!"},{"$error":"#DIV/0!"},{"$error":"#DIV/0!"},{"$error":"#DIV/0!"},{"$error":"#DIV/0!"},{"$error":"#DIV/0!"},{"$error":"#DIV/0!"},{"$error":"#DIV/0!"},{"$error":"#DIV/0!"},{"$error":"#DIV/0!"},{"$error":"#DIV/0!"},{"$error":"#DIV/0!"},{"$error":"#DIV/0!"},{"$error":"#DIV/0!"},{"$error":"#DIV/0!"},{"$error":"#DIV/0!"},{"$error":"#DIV/0!"},{"$error":"#DIV/0!"},{"$error":"#DIV/0!"},{"$error":"#DIV/0!"},{"$error":"#DIV/0!"},{"$error":"#DIV/0!"},{"$error":"#DIV/0!"},{"$error":"#DIV/0!"},{"$error":"#DIV/0!"},{"$error":"#DIV/0!"},{"$error":"#DIV/0!"},{"$error":"#DIV/0!"},{"$error":"#DIV/0!"},{"$error":"#DIV/0!"},{"$error":"#DIV/0!"},{"$error":"#DIV/0!"},{"$error":"#DIV/0!"},{"$error":"#DIV/0!"},{"$error":"#DIV/0!"},{"$error":"#DIV/0!"},{"$error":"#DIV/0!"},{"$error":"#DIV/0!"},{"$error":"#DIV/0!"},{"$error":"#DIV/0!"},{"$error":"#DIV/0!"},{"$error":"#DIV/0!"},{"$error":"#DIV/0!"},{"$f":" FDH532","v":{"$error":"#DIV/0!"}},{"$error":"#DIV/0!"},{"$error":"#DIV/0!"},{"$error":"#DIV/0!"},{"$error":"#DIV/0!"},{"$error":"#DIV/0!"},{"$error":"#DIV/0!"},{"$error":"#DIV/0!"},{"$error":"#DIV/0!"},{"$error":"#DIV/0!"},{"$error":"#DIV/0!"},{"$error":"#DIV/0!"},{"$error":"#DIV/0!"},{"$error":"#DIV/0!"},{"$error":"#DIV/0!"},{"$error":"#DIV/0!"},{"$error":"#DIV/0!"},{"$error":"#DIV/0!"},{"$error":"#DIV/0!"},{"$error":"#DIV/0!"},{"$error":"#DIV/0!"},{"$error":"#DIV/0!"},{"$error":"#DIV/0!"},{"$error":"#DIV/0!"},{"$error":"#DIV/0!"},{"$error":"#DIV/0!"},{"$error":"#DIV/0!"},{"$error":"#DIV/0!"},{"$error":"#DIV/0!"},{"$error":"#DIV/0!"},{"$error":"#DIV/0!"},{"$error":"#DIV/0!"},{"$error":"#DIV/0!"},{"$error":"#DIV/0!"},{"$error":"#DIV/0!"},{"$error":"#DIV/0!"},{"$error":"#DIV/0!"},{"$error":"#DIV/0!"},{"$error":"#DIV/0!"},{"$error":"#DIV/0!"},{"$error":"#DIV/0!"},{"$error":"#DIV/0!"},{"$error":"#DIV/0!"},{"$error":"#DIV/0!"},{"$error":"#DIV/0!"},{"$error":"#DIV/0!"},{"$error":"#DIV/0!"},{"$error":"#DIV/0!"},{"$error":"#DIV/0!"},{"$error":"#DIV/0!"},{"$error":"#DIV/0!"},{"$error":"#DIV/0!"},{"$error":"#DIV/0!"},{"$error":"#DIV/0!"},{"$error":"#DIV/0!"},{"$error":"#DIV/0!"},{"$error":"#DIV/0!"},{"$error":"#DIV/0!"},{"$error":"#DIV/0!"},{"$error":"#DIV/0!"},{"$error":"#DIV/0!"},{"$error":"#DIV/0!"},{"$error":"#DIV/0!"},{"$error":"#DIV/0!"},{"$f":" FFT532","v":{"$error":"#DIV/0!"}},{"$error":"#DIV/0!"},{"$error":"#DIV/0!"},{"$error":"#DIV/0!"},{"$error":"#DIV/0!"},{"$error":"#DIV/0!"},{"$error":"#DIV/0!"},{"$error":"#DIV/0!"},{"$error":"#DIV/0!"},{"$error":"#DIV/0!"},{"$error":"#DIV/0!"},{"$error":"#DIV/0!"},{"$error":"#DIV/0!"},{"$error":"#DIV/0!"},{"$error":"#DIV/0!"},{"$error":"#DIV/0!"},{"$error":"#DIV/0!"},{"$error":"#DIV/0!"},{"$error":"#DIV/0!"},{"$error":"#DIV/0!"},{"$error":"#DIV/0!"},{"$error":"#DIV/0!"},{"$error":"#DIV/0!"},{"$error":"#DIV/0!"},{"$error":"#DIV/0!"},{"$error":"#DIV/0!"},{"$error":"#DIV/0!"},{"$error":"#DIV/0!"},{"$error":"#DIV/0!"},{"$error":"#DIV/0!"},{"$error":"#DIV/0!"},{"$error":"#DIV/0!"},{"$error":"#DIV/0!"},{"$error":"#DIV/0!"},{"$error":"#DIV/0!"},{"$error":"#DIV/0!"},{"$error":"#DIV/0!"},{"$error":"#DIV/0!"},{"$error":"#DIV/0!"},{"$error":"#DIV/0!"},{"$error":"#DIV/0!"},{"$error":"#DIV/0!"},{"$error":"#DIV/0!"},{"$error":"#DIV/0!"},{"$error":"#DIV/0!"},{"$error":"#DIV/0!"},{"$error":"#DIV/0!"},{"$error":"#DIV/0!"},{"$error":"#DIV/0!"},{"$error":"#DIV/0!"},{"$error":"#DIV/0!"},{"$error":"#DIV/0!"},{"$error":"#DIV/0!"},{"$error":"#DIV/0!"},{"$error":"#DIV/0!"},{"$error":"#DIV/0!"},{"$error":"#DIV/0!"},{"$error":"#DIV/0!"},{"$error":"#DIV/0!"},{"$error":"#DIV/0!"},{"$error":"#DIV/0!"},{"$error":"#DIV/0!"},{"$error":"#DIV/0!"},{"$error":"#DIV/0!"},{"$f":" FIF532","v":{"$error":"#DIV/0!"}},{"$error":"#DIV/0!"},{"$error":"#DIV/0!"},{"$error":"#DIV/0!"},{"$error":"#DIV/0!"},{"$error":"#DIV/0!"},{"$error":"#DIV/0!"},{"$error":"#DIV/0!"},{"$error":"#DIV/0!"},{"$error":"#DIV/0!"},{"$error":"#DIV/0!"},{"$error":"#DIV/0!"},{"$error":"#DIV/0!"},{"$error":"#DIV/0!"},{"$error":"#DIV/0!"},{"$error":"#DIV/0!"},{"$error":"#DIV/0!"},{"$error":"#DIV/0!"},{"$error":"#DIV/0!"},{"$error":"#DIV/0!"},{"$error":"#DIV/0!"},{"$error":"#DIV/0!"},{"$error":"#DIV/0!"},{"$error":"#DIV/0!"},{"$error":"#DIV/0!"},{"$error":"#DIV/0!"},{"$error":"#DIV/0!"},{"$error":"#DIV/0!"},{"$error":"#DIV/0!"},{"$error":"#DIV/0!"},{"$error":"#DIV/0!"},{"$error":"#DIV/0!"},{"$error":"#DIV/0!"},{"$error":"#DIV/0!"},{"$error":"#DIV/0!"},{"$error":"#DIV/0!"},{"$error":"#DIV/0!"},{"$error":"#DIV/0!"},{"$error":"#DIV/0!"},{"$error":"#DIV/0!"},{"$error":"#DIV/0!"},{"$error":"#DIV/0!"},{"$error":"#DIV/0!"},{"$error":"#DIV/0!"},{"$error":"#DIV/0!"},{"$error":"#DIV/0!"},{"$error":"#DIV/0!"},{"$error":"#DIV/0!"},{"$error":"#DIV/0!"},{"$error":"#DIV/0!"},{"$error":"#DIV/0!"},{"$error":"#DIV/0!"},{"$error":"#DIV/0!"},{"$error":"#DIV/0!"},{"$error":"#DIV/0!"},{"$error":"#DIV/0!"},{"$error":"#DIV/0!"},{"$error":"#DIV/0!"},{"$error":"#DIV/0!"},{"$error":"#DIV/0!"},{"$error":"#DIV/0!"},{"$error":"#DIV/0!"},{"$error":"#DIV/0!"},{"$error":"#DIV/0!"},{"$f":" FKR532","v":{"$error":"#DIV/0!"}},{"$error":"#DIV/0!"},{"$error":"#DIV/0!"},{"$error":"#DIV/0!"},{"$error":"#DIV/0!"},{"$error":"#DIV/0!"},{"$error":"#DIV/0!"},{"$error":"#DIV/0!"},{"$error":"#DIV/0!"},{"$error":"#DIV/0!"},{"$error":"#DIV/0!"},{"$error":"#DIV/0!"},{"$error":"#DIV/0!"},{"$error":"#DIV/0!"},{"$error":"#DIV/0!"},{"$error":"#DIV/0!"},{"$error":"#DIV/0!"},{"$error":"#DIV/0!"},{"$error":"#DIV/0!"},{"$error":"#DIV/0!"},{"$error":"#DIV/0!"},{"$error":"#DIV/0!"},{"$error":"#DIV/0!"},{"$error":"#DIV/0!"},{"$error":"#DIV/0!"},{"$error":"#DIV/0!"},{"$error":"#DIV/0!"},{"$error":"#DIV/0!"},{"$error":"#DIV/0!"},{"$error":"#DIV/0!"},{"$error":"#DIV/0!"},{"$error":"#DIV/0!"},{"$error":"#DIV/0!"},{"$error":"#DIV/0!"},{"$error":"#DIV/0!"},{"$error":"#DIV/0!"},{"$error":"#DIV/0!"},{"$error":"#DIV/0!"},{"$error":"#DIV/0!"},{"$error":"#DIV/0!"},{"$error":"#DIV/0!"},{"$error":"#DIV/0!"},{"$error":"#DIV/0!"},{"$error":"#DIV/0!"},{"$error":"#DIV/0!"},{"$error":"#DIV/0!"},{"$error":"#DIV/0!"},{"$error":"#DIV/0!"},{"$error":"#DIV/0!"},{"$error":"#DIV/0!"},{"$error":"#DIV/0!"},{"$error":"#DIV/0!"},{"$error":"#DIV/0!"},{"$error":"#DIV/0!"},{"$error":"#DIV/0!"},{"$error":"#DIV/0!"},{"$error":"#DIV/0!"},{"$error":"#DIV/0!"},{"$error":"#DIV/0!"},{"$error":"#DIV/0!"},{"$error":"#DIV/0!"},{"$error":"#DIV/0!"},{"$error":"#DIV/0!"},{"$error":"#DIV/0!"},{"$f":" FND532","v":{"$error":"#DIV/0!"}},{"$error":"#DIV/0!"},{"$error":"#DIV/0!"},{"$error":"#DIV/0!"},{"$error":"#DIV/0!"},{"$error":"#DIV/0!"},{"$error":"#DIV/0!"},{"$error":"#DIV/0!"},{"$error":"#DIV/0!"},{"$error":"#DIV/0!"},{"$error":"#DIV/0!"},{"$error":"#DIV/0!"},{"$error":"#DIV/0!"},{"$error":"#DIV/0!"},{"$error":"#DIV/0!"},{"$error":"#DIV/0!"},{"$error":"#DIV/0!"},{"$error":"#DIV/0!"},{"$error":"#DIV/0!"},{"$error":"#DIV/0!"},{"$error":"#DIV/0!"},{"$error":"#DIV/0!"},{"$error":"#DIV/0!"},{"$error":"#DIV/0!"},{"$error":"#DIV/0!"},{"$error":"#DIV/0!"},{"$error":"#DIV/0!"},{"$error":"#DIV/0!"},{"$error":"#DIV/0!"},{"$error":"#DIV/0!"},{"$error":"#DIV/0!"},{"$error":"#DIV/0!"},{"$error":"#DIV/0!"},{"$error":"#DIV/0!"},{"$error":"#DIV/0!"},{"$error":"#DIV/0!"},{"$error":"#DIV/0!"},{"$error":"#DIV/0!"},{"$error":"#DIV/0!"},{"$error":"#DIV/0!"},{"$error":"#DIV/0!"},{"$error":"#DIV/0!"},{"$error":"#DIV/0!"},{"$error":"#DIV/0!"},{"$error":"#DIV/0!"},{"$error":"#DIV/0!"},{"$error":"#DIV/0!"},{"$error":"#DIV/0!"},{"$error":"#DIV/0!"},{"$error":"#DIV/0!"},{"$error":"#DIV/0!"},{"$error":"#DIV/0!"},{"$error":"#DIV/0!"},{"$error":"#DIV/0!"},{"$error":"#DIV/0!"},{"$error":"#DIV/0!"},{"$error":"#DIV/0!"},{"$error":"#DIV/0!"},{"$error":"#DIV/0!"},{"$error":"#DIV/0!"},{"$error":"#DIV/0!"},{"$error":"#DIV/0!"},{"$error":"#DIV/0!"},{"$error":"#DIV/0!"},{"$f":" FPP532","v":{"$error":"#DIV/0!"}},{"$error":"#DIV/0!"},{"$error":"#DIV/0!"},{"$error":"#DIV/0!"},{"$error":"#DIV/0!"},{"$error":"#DIV/0!"},{"$error":"#DIV/0!"},{"$error":"#DIV/0!"},{"$error":"#DIV/0!"},{"$error":"#DIV/0!"},{"$error":"#DIV/0!"},{"$error":"#DIV/0!"},{"$error":"#DIV/0!"},{"$error":"#DIV/0!"},{"$error":"#DIV/0!"},{"$error":"#DIV/0!"},{"$error":"#DIV/0!"},{"$error":"#DIV/0!"},{"$error":"#DIV/0!"},{"$error":"#DIV/0!"},{"$error":"#DIV/0!"},{"$error":"#DIV/0!"},{"$error":"#DIV/0!"},{"$error":"#DIV/0!"},{"$error":"#DIV/0!"},{"$error":"#DIV/0!"},{"$error":"#DIV/0!"},{"$error":"#DIV/0!"},{"$error":"#DIV/0!"},{"$error":"#DIV/0!"},{"$error":"#DIV/0!"},{"$error":"#DIV/0!"},{"$error":"#DIV/0!"},{"$error":"#DIV/0!"},{"$error":"#DIV/0!"},{"$error":"#DIV/0!"},{"$error":"#DIV/0!"},{"$error":"#DIV/0!"},{"$error":"#DIV/0!"},{"$error":"#DIV/0!"},{"$error":"#DIV/0!"},{"$error":"#DIV/0!"},{"$error":"#DIV/0!"},{"$error":"#DIV/0!"},{"$error":"#DIV/0!"},{"$error":"#DIV/0!"},{"$error":"#DIV/0!"},{"$error":"#DIV/0!"},{"$error":"#DIV/0!"},{"$error":"#DIV/0!"},{"$error":"#DIV/0!"},{"$error":"#DIV/0!"},{"$error":"#DIV/0!"},{"$error":"#DIV/0!"},{"$error":"#DIV/0!"},{"$error":"#DIV/0!"},{"$error":"#DIV/0!"},{"$error":"#DIV/0!"},{"$error":"#DIV/0!"},{"$error":"#DIV/0!"},{"$error":"#DIV/0!"},{"$error":"#DIV/0!"},{"$error":"#DIV/0!"},{"$error":"#DIV/0!"},{"$f":" FSB532","v":{"$error":"#DIV/0!"}},{"$error":"#DIV/0!"},{"$error":"#DIV/0!"},{"$error":"#DIV/0!"},{"$error":"#DIV/0!"},{"$error":"#DIV/0!"},{"$error":"#DIV/0!"},{"$error":"#DIV/0!"},{"$error":"#DIV/0!"},{"$error":"#DIV/0!"},{"$error":"#DIV/0!"},{"$error":"#DIV/0!"},{"$error":"#DIV/0!"},{"$error":"#DIV/0!"},{"$error":"#DIV/0!"},{"$error":"#DIV/0!"},{"$error":"#DIV/0!"},{"$error":"#DIV/0!"},{"$error":"#DIV/0!"},{"$error":"#DIV/0!"},{"$error":"#DIV/0!"},{"$error":"#DIV/0!"},{"$error":"#DIV/0!"},{"$error":"#DIV/0!"},{"$error":"#DIV/0!"},{"$error":"#DIV/0!"},{"$error":"#DIV/0!"},{"$error":"#DIV/0!"},{"$error":"#DIV/0!"},{"$error":"#DIV/0!"},{"$error":"#DIV/0!"},{"$error":"#DIV/0!"},{"$error":"#DIV/0!"},{"$error":"#DIV/0!"},{"$error":"#DIV/0!"},{"$error":"#DIV/0!"},{"$error":"#DIV/0!"},{"$error":"#DIV/0!"},{"$error":"#DIV/0!"},{"$error":"#DIV/0!"},{"$error":"#DIV/0!"},{"$error":"#DIV/0!"},{"$error":"#DIV/0!"},{"$error":"#DIV/0!"},{"$error":"#DIV/0!"},{"$error":"#DIV/0!"},{"$error":"#DIV/0!"},{"$error":"#DIV/0!"},{"$error":"#DIV/0!"},{"$error":"#DIV/0!"},{"$error":"#DIV/0!"},{"$error":"#DIV/0!"},{"$error":"#DIV/0!"},{"$error":"#DIV/0!"},{"$error":"#DIV/0!"},{"$error":"#DIV/0!"},{"$error":"#DIV/0!"},{"$error":"#DIV/0!"},{"$error":"#DIV/0!"},{"$error":"#DIV/0!"},{"$error":"#DIV/0!"},{"$error":"#DIV/0!"},{"$error":"#DIV/0!"},{"$error":"#DIV/0!"},{"$f":" FUN532","v":{"$error":"#DIV/0!"}},{"$error":"#DIV/0!"},{"$error":"#DIV/0!"},{"$error":"#DIV/0!"},{"$error":"#DIV/0!"},{"$error":"#DIV/0!"},{"$error":"#DIV/0!"},{"$error":"#DIV/0!"},{"$error":"#DIV/0!"},{"$error":"#DIV/0!"},{"$error":"#DIV/0!"},{"$error":"#DIV/0!"},{"$error":"#DIV/0!"},{"$error":"#DIV/0!"},{"$error":"#DIV/0!"},{"$error":"#DIV/0!"},{"$error":"#DIV/0!"},{"$error":"#DIV/0!"},{"$error":"#DIV/0!"},{"$error":"#DIV/0!"},{"$error":"#DIV/0!"},{"$error":"#DIV/0!"},{"$error":"#DIV/0!"},{"$error":"#DIV/0!"},{"$error":"#DIV/0!"},{"$error":"#DIV/0!"},{"$error":"#DIV/0!"},{"$error":"#DIV/0!"},{"$error":"#DIV/0!"},{"$error":"#DIV/0!"},{"$error":"#DIV/0!"},{"$error":"#DIV/0!"},{"$error":"#DIV/0!"},{"$error":"#DIV/0!"},{"$error":"#DIV/0!"},{"$error":"#DIV/0!"},{"$error":"#DIV/0!"},{"$error":"#DIV/0!"},{"$error":"#DIV/0!"},{"$error":"#DIV/0!"},{"$error":"#DIV/0!"},{"$error":"#DIV/0!"},{"$error":"#DIV/0!"},{"$error":"#DIV/0!"},{"$error":"#DIV/0!"},{"$error":"#DIV/0!"},{"$error":"#DIV/0!"},{"$error":"#DIV/0!"},{"$error":"#DIV/0!"},{"$error":"#DIV/0!"},{"$error":"#DIV/0!"},{"$error":"#DIV/0!"},{"$error":"#DIV/0!"},{"$error":"#DIV/0!"},{"$error":"#DIV/0!"},{"$error":"#DIV/0!"},{"$error":"#DIV/0!"},{"$error":"#DIV/0!"},{"$error":"#DIV/0!"},{"$error":"#DIV/0!"},{"$error":"#DIV/0!"},{"$error":"#DIV/0!"},{"$error":"#DIV/0!"},{"$error":"#DIV/0!"},{"$f":" FWZ532","v":{"$error":"#DIV/0!"}},{"$error":"#DIV/0!"},{"$error":"#DIV/0!"},{"$error":"#DIV/0!"},{"$error":"#DIV/0!"},{"$error":"#DIV/0!"},{"$error":"#DIV/0!"},{"$error":"#DIV/0!"},{"$error":"#DIV/0!"},{"$error":"#DIV/0!"},{"$error":"#DIV/0!"},{"$error":"#DIV/0!"},{"$error":"#DIV/0!"},{"$error":"#DIV/0!"},{"$error":"#DIV/0!"},{"$error":"#DIV/0!"},{"$error":"#DIV/0!"},{"$error":"#DIV/0!"},{"$error":"#DIV/0!"},{"$error":"#DIV/0!"},{"$error":"#DIV/0!"},{"$error":"#DIV/0!"},{"$error":"#DIV/0!"},{"$error":"#DIV/0!"},{"$error":"#DIV/0!"},{"$error":"#DIV/0!"},{"$error":"#DIV/0!"},{"$error":"#DIV/0!"},{"$error":"#DIV/0!"},{"$error":"#DIV/0!"},{"$error":"#DIV/0!"},{"$error":"#DIV/0!"},{"$error":"#DIV/0!"},{"$error":"#DIV/0!"},{"$error":"#DIV/0!"},{"$error":"#DIV/0!"},{"$error":"#DIV/0!"},{"$error":"#DIV/0!"},{"$error":"#DIV/0!"},{"$error":"#DIV/0!"},{"$error":"#DIV/0!"},{"$error":"#DIV/0!"},{"$error":"#DIV/0!"},{"$error":"#DIV/0!"},{"$error":"#DIV/0!"},{"$error":"#DIV/0!"},{"$error":"#DIV/0!"},{"$error":"#DIV/0!"},{"$error":"#DIV/0!"},{"$error":"#DIV/0!"},{"$error":"#DIV/0!"},{"$error":"#DIV/0!"},{"$error":"#DIV/0!"},{"$error":"#DIV/0!"},{"$error":"#DIV/0!"},{"$error":"#DIV/0!"},{"$error":"#DIV/0!"},{"$error":"#DIV/0!"},{"$error":"#DIV/0!"},{"$error":"#DIV/0!"},{"$error":"#DIV/0!"},{"$error":"#DIV/0!"},{"$error":"#DIV/0!"},{"$error":"#DIV/0!"},{"$f":" FZL532","v":{"$error":"#DIV/0!"}},{"$error":"#DIV/0!"},{"$error":"#DIV/0!"},{"$error":"#DIV/0!"},{"$error":"#DIV/0!"},{"$error":"#DIV/0!"},{"$error":"#DIV/0!"},{"$error":"#DIV/0!"},{"$error":"#DIV/0!"},{"$error":"#DIV/0!"},{"$error":"#DIV/0!"},{"$error":"#DIV/0!"},{"$error":"#DIV/0!"},{"$error":"#DIV/0!"},{"$error":"#DIV/0!"},{"$error":"#DIV/0!"},{"$error":"#DIV/0!"},{"$error":"#DIV/0!"},{"$error":"#DIV/0!"},{"$error":"#DIV/0!"},{"$error":"#DIV/0!"},{"$error":"#DIV/0!"},{"$error":"#DIV/0!"},{"$error":"#DIV/0!"},{"$error":"#DIV/0!"},{"$error":"#DIV/0!"},{"$error":"#DIV/0!"},{"$error":"#DIV/0!"},{"$error":"#DIV/0!"},{"$error":"#DIV/0!"},{"$error":"#DIV/0!"},{"$error":"#DIV/0!"},{"$error":"#DIV/0!"},{"$error":"#DIV/0!"},{"$error":"#DIV/0!"},{"$error":"#DIV/0!"},{"$error":"#DIV/0!"},{"$error":"#DIV/0!"},{"$error":"#DIV/0!"},{"$error":"#DIV/0!"},{"$error":"#DIV/0!"},{"$error":"#DIV/0!"},{"$error":"#DIV/0!"},{"$error":"#DIV/0!"},{"$error":"#DIV/0!"},{"$error":"#DIV/0!"},{"$error":"#DIV/0!"},{"$error":"#DIV/0!"},{"$error":"#DIV/0!"},{"$error":"#DIV/0!"},{"$error":"#DIV/0!"},{"$error":"#DIV/0!"},{"$error":"#DIV/0!"},{"$error":"#DIV/0!"},{"$error":"#DIV/0!"},{"$error":"#DIV/0!"},{"$error":"#DIV/0!"},{"$error":"#DIV/0!"},{"$error":"#DIV/0!"},{"$error":"#DIV/0!"},{"$error":"#DIV/0!"},{"$error":"#DIV/0!"},{"$error":"#DIV/0!"},{"$error":"#DIV/0!"},{"$f":" GBX532","v":{"$error":"#DIV/0!"}},{"$error":"#DIV/0!"},{"$error":"#DIV/0!"},{"$error":"#DIV/0!"},{"$error":"#DIV/0!"},{"$error":"#DIV/0!"},{"$error":"#DIV/0!"},{"$error":"#DIV/0!"},{"$error":"#DIV/0!"},{"$error":"#DIV/0!"},{"$error":"#DIV/0!"},{"$error":"#DIV/0!"},{"$error":"#DIV/0!"},{"$error":"#DIV/0!"},{"$error":"#DIV/0!"},{"$error":"#DIV/0!"},{"$error":"#DIV/0!"},{"$error":"#DIV/0!"},{"$error":"#DIV/0!"},{"$error":"#DIV/0!"},{"$error":"#DIV/0!"},{"$error":"#DIV/0!"},{"$error":"#DIV/0!"},{"$error":"#DIV/0!"},{"$error":"#DIV/0!"},{"$error":"#DIV/0!"},{"$error":"#DIV/0!"},{"$error":"#DIV/0!"},{"$error":"#DIV/0!"},{"$error":"#DIV/0!"},{"$error":"#DIV/0!"},{"$error":"#DIV/0!"},{"$error":"#DIV/0!"},{"$error":"#DIV/0!"},{"$error":"#DIV/0!"},{"$error":"#DIV/0!"},{"$error":"#DIV/0!"},{"$error":"#DIV/0!"},{"$error":"#DIV/0!"},{"$error":"#DIV/0!"},{"$error":"#DIV/0!"},{"$error":"#DIV/0!"},{"$error":"#DIV/0!"},{"$error":"#DIV/0!"},{"$error":"#DIV/0!"},{"$error":"#DIV/0!"},{"$error":"#DIV/0!"},{"$error":"#DIV/0!"},{"$error":"#DIV/0!"},{"$error":"#DIV/0!"},{"$error":"#DIV/0!"},{"$error":"#DIV/0!"},{"$error":"#DIV/0!"},{"$error":"#DIV/0!"},{"$error":"#DIV/0!"},{"$error":"#DIV/0!"},{"$error":"#DIV/0!"},{"$error":"#DIV/0!"},{"$error":"#DIV/0!"},{"$error":"#DIV/0!"},{"$error":"#DIV/0!"},{"$error":"#DIV/0!"},{"$error":"#DIV/0!"},{"$error":"#DIV/0!"},{"$f":" GEJ532","v":{"$error":"#DIV/0!"}},{"$error":"#DIV/0!"},{"$error":"#DIV/0!"},{"$error":"#DIV/0!"},{"$error":"#DIV/0!"},{"$error":"#DIV/0!"},{"$error":"#DIV/0!"},{"$error":"#DIV/0!"},{"$error":"#DIV/0!"},{"$error":"#DIV/0!"},{"$error":"#DIV/0!"},{"$error":"#DIV/0!"},{"$error":"#DIV/0!"},{"$error":"#DIV/0!"},{"$error":"#DIV/0!"},{"$error":"#DIV/0!"},{"$error":"#DIV/0!"},{"$error":"#DIV/0!"},{"$error":"#DIV/0!"},{"$error":"#DIV/0!"},{"$error":"#DIV/0!"},{"$error":"#DIV/0!"},{"$error":"#DIV/0!"},{"$error":"#DIV/0!"},{"$error":"#DIV/0!"},{"$error":"#DIV/0!"},{"$error":"#DIV/0!"},{"$error":"#DIV/0!"},{"$error":"#DIV/0!"},{"$error":"#DIV/0!"},{"$error":"#DIV/0!"},{"$error":"#DIV/0!"},{"$error":"#DIV/0!"},{"$error":"#DIV/0!"},{"$error":"#DIV/0!"},{"$error":"#DIV/0!"},{"$error":"#DIV/0!"},{"$error":"#DIV/0!"},{"$error":"#DIV/0!"},{"$error":"#DIV/0!"},{"$error":"#DIV/0!"},{"$error":"#DIV/0!"},{"$error":"#DIV/0!"},{"$error":"#DIV/0!"},{"$error":"#DIV/0!"},{"$error":"#DIV/0!"},{"$error":"#DIV/0!"},{"$error":"#DIV/0!"},{"$error":"#DIV/0!"},{"$error":"#DIV/0!"},{"$error":"#DIV/0!"},{"$error":"#DIV/0!"},{"$error":"#DIV/0!"},{"$error":"#DIV/0!"},{"$error":"#DIV/0!"},{"$error":"#DIV/0!"},{"$error":"#DIV/0!"},{"$error":"#DIV/0!"},{"$error":"#DIV/0!"},{"$error":"#DIV/0!"},{"$error":"#DIV/0!"},{"$error":"#DIV/0!"},{"$error":"#DIV/0!"},{"$error":"#DIV/0!"},{"$f":" GGV532","v":{"$error":"#DIV/0!"}},{"$error":"#DIV/0!"},{"$error":"#DIV/0!"},{"$error":"#DIV/0!"},{"$error":"#DIV/0!"},{"$error":"#DIV/0!"},{"$error":"#DIV/0!"},{"$error":"#DIV/0!"},{"$error":"#DIV/0!"},{"$error":"#DIV/0!"},{"$error":"#DIV/0!"},{"$error":"#DIV/0!"},{"$error":"#DIV/0!"},{"$error":"#DIV/0!"},{"$error":"#DIV/0!"},{"$error":"#DIV/0!"},{"$error":"#DIV/0!"},{"$error":"#DIV/0!"},{"$error":"#DIV/0!"},{"$error":"#DIV/0!"},{"$error":"#DIV/0!"},{"$error":"#DIV/0!"},{"$error":"#DIV/0!"},{"$error":"#DIV/0!"},{"$error":"#DIV/0!"},{"$error":"#DIV/0!"},{"$error":"#DIV/0!"},{"$error":"#DIV/0!"},{"$error":"#DIV/0!"},{"$error":"#DIV/0!"},{"$error":"#DIV/0!"},{"$error":"#DIV/0!"},{"$error":"#DIV/0!"},{"$error":"#DIV/0!"},{"$error":"#DIV/0!"},{"$error":"#DIV/0!"},{"$error":"#DIV/0!"},{"$error":"#DIV/0!"},{"$error":"#DIV/0!"},{"$error":"#DIV/0!"},{"$error":"#DIV/0!"},{"$error":"#DIV/0!"},{"$error":"#DIV/0!"},{"$error":"#DIV/0!"},{"$error":"#DIV/0!"},{"$error":"#DIV/0!"},{"$error":"#DIV/0!"},{"$error":"#DIV/0!"},{"$error":"#DIV/0!"},{"$error":"#DIV/0!"},{"$error":"#DIV/0!"},{"$error":"#DIV/0!"},{"$error":"#DIV/0!"},{"$error":"#DIV/0!"},{"$error":"#DIV/0!"},{"$error":"#DIV/0!"},{"$error":"#DIV/0!"},{"$error":"#DIV/0!"},{"$error":"#DIV/0!"},{"$error":"#DIV/0!"},{"$error":"#DIV/0!"},{"$error":"#DIV/0!"},{"$error":"#DIV/0!"},{"$error":"#DIV/0!"},{"$f":" GJH532","v":{"$error":"#DIV/0!"}},{"$error":"#DIV/0!"},{"$error":"#DIV/0!"},{"$error":"#DIV/0!"},{"$error":"#DIV/0!"},{"$error":"#DIV/0!"},{"$error":"#DIV/0!"},{"$error":"#DIV/0!"},{"$error":"#DIV/0!"},{"$error":"#DIV/0!"},{"$error":"#DIV/0!"},{"$error":"#DIV/0!"},{"$error":"#DIV/0!"},{"$error":"#DIV/0!"},{"$error":"#DIV/0!"},{"$error":"#DIV/0!"},{"$error":"#DIV/0!"},{"$error":"#DIV/0!"},{"$error":"#DIV/0!"},{"$error":"#DIV/0!"},{"$error":"#DIV/0!"},{"$error":"#DIV/0!"},{"$error":"#DIV/0!"},{"$error":"#DIV/0!"},{"$error":"#DIV/0!"},{"$error":"#DIV/0!"},{"$error":"#DIV/0!"},{"$error":"#DIV/0!"},{"$error":"#DIV/0!"},{"$error":"#DIV/0!"},{"$error":"#DIV/0!"},{"$error":"#DIV/0!"},{"$error":"#DIV/0!"},{"$error":"#DIV/0!"},{"$error":"#DIV/0!"},{"$error":"#DIV/0!"},{"$error":"#DIV/0!"},{"$error":"#DIV/0!"},{"$error":"#DIV/0!"},{"$error":"#DIV/0!"},{"$error":"#DIV/0!"},{"$error":"#DIV/0!"},{"$error":"#DIV/0!"},{"$error":"#DIV/0!"},{"$error":"#DIV/0!"},{"$error":"#DIV/0!"},{"$error":"#DIV/0!"},{"$error":"#DIV/0!"},{"$error":"#DIV/0!"},{"$error":"#DIV/0!"},{"$error":"#DIV/0!"},{"$error":"#DIV/0!"},{"$error":"#DIV/0!"},{"$error":"#DIV/0!"},{"$error":"#DIV/0!"},{"$error":"#DIV/0!"},{"$error":"#DIV/0!"},{"$error":"#DIV/0!"},{"$error":"#DIV/0!"},{"$error":"#DIV/0!"},{"$error":"#DIV/0!"},{"$error":"#DIV/0!"},{"$error":"#DIV/0!"},{"$error":"#DIV/0!"},{"$f":" GLT532","v":{"$error":"#DIV/0!"}},{"$error":"#DIV/0!"},{"$error":"#DIV/0!"},{"$error":"#DIV/0!"},{"$error":"#DIV/0!"},{"$error":"#DIV/0!"},{"$error":"#DIV/0!"},{"$error":"#DIV/0!"},{"$error":"#DIV/0!"},{"$error":"#DIV/0!"},{"$error":"#DIV/0!"},{"$error":"#DIV/0!"},{"$error":"#DIV/0!"},{"$error":"#DIV/0!"},{"$error":"#DIV/0!"},{"$error":"#DIV/0!"},{"$error":"#DIV/0!"},{"$error":"#DIV/0!"},{"$error":"#DIV/0!"},{"$error":"#DIV/0!"},{"$error":"#DIV/0!"},{"$error":"#DIV/0!"},{"$error":"#DIV/0!"},{"$error":"#DIV/0!"},{"$error":"#DIV/0!"},{"$error":"#DIV/0!"},{"$error":"#DIV/0!"},{"$error":"#DIV/0!"},{"$error":"#DIV/0!"},{"$error":"#DIV/0!"},{"$error":"#DIV/0!"},{"$error":"#DIV/0!"},{"$error":"#DIV/0!"},{"$error":"#DIV/0!"},{"$error":"#DIV/0!"},{"$error":"#DIV/0!"},{"$error":"#DIV/0!"},{"$error":"#DIV/0!"},{"$error":"#DIV/0!"},{"$error":"#DIV/0!"},{"$error":"#DIV/0!"},{"$error":"#DIV/0!"},{"$error":"#DIV/0!"},{"$error":"#DIV/0!"},{"$error":"#DIV/0!"},{"$error":"#DIV/0!"},{"$error":"#DIV/0!"},{"$error":"#DIV/0!"},{"$error":"#DIV/0!"},{"$error":"#DIV/0!"},{"$error":"#DIV/0!"},{"$error":"#DIV/0!"},{"$error":"#DIV/0!"},{"$error":"#DIV/0!"},{"$error":"#DIV/0!"},{"$error":"#DIV/0!"},{"$error":"#DIV/0!"},{"$error":"#DIV/0!"},{"$error":"#DIV/0!"},{"$error":"#DIV/0!"},{"$error":"#DIV/0!"},{"$error":"#DIV/0!"},{"$error":"#DIV/0!"},{"$error":"#DIV/0!"},{"$f":" GOF532","v":{"$error":"#DIV/0!"}},{"$error":"#DIV/0!"},{"$error":"#DIV/0!"},{"$error":"#DIV/0!"},{"$error":"#DIV/0!"},{"$error":"#DIV/0!"},{"$error":"#DIV/0!"},{"$error":"#DIV/0!"},{"$error":"#DIV/0!"},{"$error":"#DIV/0!"},{"$error":"#DIV/0!"},{"$error":"#DIV/0!"},{"$error":"#DIV/0!"},{"$error":"#DIV/0!"},{"$error":"#DIV/0!"},{"$error":"#DIV/0!"},{"$error":"#DIV/0!"},{"$error":"#DIV/0!"},{"$error":"#DIV/0!"},{"$error":"#DIV/0!"},{"$error":"#DIV/0!"},{"$error":"#DIV/0!"},{"$error":"#DIV/0!"},{"$error":"#DIV/0!"},{"$error":"#DIV/0!"},{"$error":"#DIV/0!"},{"$error":"#DIV/0!"},{"$error":"#DIV/0!"},{"$error":"#DIV/0!"},{"$error":"#DIV/0!"},{"$error":"#DIV/0!"},{"$error":"#DIV/0!"},{"$error":"#DIV/0!"},{"$error":"#DIV/0!"},{"$error":"#DIV/0!"},{"$error":"#DIV/0!"},{"$error":"#DIV/0!"},{"$error":"#DIV/0!"},{"$error":"#DIV/0!"},{"$error":"#DIV/0!"},{"$error":"#DIV/0!"},{"$error":"#DIV/0!"},{"$error":"#DIV/0!"},{"$error":"#DIV/0!"},{"$error":"#DIV/0!"},{"$error":"#DIV/0!"},{"$error":"#DIV/0!"},{"$error":"#DIV/0!"},{"$error":"#DIV/0!"},{"$error":"#DIV/0!"},{"$error":"#DIV/0!"},{"$error":"#DIV/0!"},{"$error":"#DIV/0!"},{"$error":"#DIV/0!"},{"$error":"#DIV/0!"},{"$error":"#DIV/0!"},{"$error":"#DIV/0!"},{"$error":"#DIV/0!"},{"$error":"#DIV/0!"},{"$error":"#DIV/0!"},{"$error":"#DIV/0!"},{"$error":"#DIV/0!"},{"$error":"#DIV/0!"},{"$error":"#DIV/0!"},{"$f":" GQR532","v":{"$error":"#DIV/0!"}},{"$error":"#DIV/0!"},{"$error":"#DIV/0!"},{"$error":"#DIV/0!"},{"$error":"#DIV/0!"},{"$error":"#DIV/0!"},{"$error":"#DIV/0!"},{"$error":"#DIV/0!"},{"$error":"#DIV/0!"},{"$error":"#DIV/0!"},{"$error":"#DIV/0!"},{"$error":"#DIV/0!"},{"$error":"#DIV/0!"},{"$error":"#DIV/0!"},{"$error":"#DIV/0!"},{"$error":"#DIV/0!"},{"$error":"#DIV/0!"},{"$error":"#DIV/0!"},{"$error":"#DIV/0!"},{"$error":"#DIV/0!"},{"$error":"#DIV/0!"},{"$error":"#DIV/0!"},{"$error":"#DIV/0!"},{"$error":"#DIV/0!"},{"$error":"#DIV/0!"},{"$error":"#DIV/0!"},{"$error":"#DIV/0!"},{"$error":"#DIV/0!"},{"$error":"#DIV/0!"},{"$error":"#DIV/0!"},{"$error":"#DIV/0!"},{"$error":"#DIV/0!"},{"$error":"#DIV/0!"},{"$error":"#DIV/0!"},{"$error":"#DIV/0!"},{"$error":"#DIV/0!"},{"$error":"#DIV/0!"},{"$error":"#DIV/0!"},{"$error":"#DIV/0!"},{"$error":"#DIV/0!"},{"$error":"#DIV/0!"},{"$error":"#DIV/0!"},{"$error":"#DIV/0!"},{"$error":"#DIV/0!"},{"$error":"#DIV/0!"},{"$error":"#DIV/0!"},{"$error":"#DIV/0!"},{"$error":"#DIV/0!"},{"$error":"#DIV/0!"},{"$error":"#DIV/0!"},{"$error":"#DIV/0!"},{"$error":"#DIV/0!"},{"$error":"#DIV/0!"},{"$error":"#DIV/0!"},{"$error":"#DIV/0!"},{"$error":"#DIV/0!"},{"$error":"#DIV/0!"},{"$error":"#DIV/0!"},{"$error":"#DIV/0!"},{"$error":"#DIV/0!"},{"$error":"#DIV/0!"},{"$error":"#DIV/0!"},{"$error":"#DIV/0!"},{"$error":"#DIV/0!"},{"$f":" GTD532","v":{"$error":"#DIV/0!"}},{"$error":"#DIV/0!"},{"$error":"#DIV/0!"},{"$error":"#DIV/0!"},{"$error":"#DIV/0!"},{"$error":"#DIV/0!"},{"$error":"#DIV/0!"},{"$error":"#DIV/0!"},{"$error":"#DIV/0!"},{"$error":"#DIV/0!"},{"$error":"#DIV/0!"},{"$error":"#DIV/0!"},{"$error":"#DIV/0!"},{"$error":"#DIV/0!"},{"$error":"#DIV/0!"},{"$error":"#DIV/0!"},{"$error":"#DIV/0!"},{"$error":"#DIV/0!"},{"$error":"#DIV/0!"},{"$error":"#DIV/0!"},{"$error":"#DIV/0!"},{"$error":"#DIV/0!"},{"$error":"#DIV/0!"},{"$error":"#DIV/0!"},{"$error":"#DIV/0!"},{"$error":"#DIV/0!"},{"$error":"#DIV/0!"},{"$error":"#DIV/0!"},{"$error":"#DIV/0!"},{"$error":"#DIV/0!"},{"$error":"#DIV/0!"},{"$error":"#DIV/0!"},{"$error":"#DIV/0!"},{"$error":"#DIV/0!"},{"$error":"#DIV/0!"},{"$error":"#DIV/0!"},{"$error":"#DIV/0!"},{"$error":"#DIV/0!"},{"$error":"#DIV/0!"},{"$error":"#DIV/0!"},{"$error":"#DIV/0!"},{"$error":"#DIV/0!"},{"$error":"#DIV/0!"},{"$error":"#DIV/0!"},{"$error":"#DIV/0!"},{"$error":"#DIV/0!"},{"$error":"#DIV/0!"},{"$error":"#DIV/0!"},{"$error":"#DIV/0!"},{"$error":"#DIV/0!"},{"$error":"#DIV/0!"},{"$error":"#DIV/0!"},{"$error":"#DIV/0!"},{"$error":"#DIV/0!"},{"$error":"#DIV/0!"},{"$error":"#DIV/0!"},{"$error":"#DIV/0!"},{"$error":"#DIV/0!"},{"$error":"#DIV/0!"},{"$error":"#DIV/0!"},{"$error":"#DIV/0!"},{"$error":"#DIV/0!"},{"$error":"#DIV/0!"},{"$error":"#DIV/0!"},{"$f":" GVP532","v":{"$error":"#DIV/0!"}},{"$error":"#DIV/0!"},{"$error":"#DIV/0!"},{"$error":"#DIV/0!"},{"$error":"#DIV/0!"},{"$error":"#DIV/0!"},{"$error":"#DIV/0!"},{"$error":"#DIV/0!"},{"$error":"#DIV/0!"},{"$error":"#DIV/0!"},{"$error":"#DIV/0!"},{"$error":"#DIV/0!"},{"$error":"#DIV/0!"},{"$error":"#DIV/0!"},{"$error":"#DIV/0!"},{"$error":"#DIV/0!"},{"$error":"#DIV/0!"},{"$error":"#DIV/0!"},{"$error":"#DIV/0!"},{"$error":"#DIV/0!"},{"$error":"#DIV/0!"},{"$error":"#DIV/0!"},{"$error":"#DIV/0!"},{"$error":"#DIV/0!"},{"$error":"#DIV/0!"},{"$error":"#DIV/0!"},{"$error":"#DIV/0!"},{"$error":"#DIV/0!"},{"$error":"#DIV/0!"},{"$error":"#DIV/0!"},{"$error":"#DIV/0!"},{"$error":"#DIV/0!"},{"$error":"#DIV/0!"},{"$error":"#DIV/0!"},{"$error":"#DIV/0!"},{"$error":"#DIV/0!"},{"$error":"#DIV/0!"},{"$error":"#DIV/0!"},{"$error":"#DIV/0!"},{"$error":"#DIV/0!"},{"$error":"#DIV/0!"},{"$error":"#DIV/0!"},{"$error":"#DIV/0!"},{"$error":"#DIV/0!"},{"$error":"#DIV/0!"},{"$error":"#DIV/0!"},{"$error":"#DIV/0!"},{"$error":"#DIV/0!"},{"$error":"#DIV/0!"},{"$error":"#DIV/0!"},{"$error":"#DIV/0!"},{"$error":"#DIV/0!"},{"$error":"#DIV/0!"},{"$error":"#DIV/0!"},{"$error":"#DIV/0!"},{"$error":"#DIV/0!"},{"$error":"#DIV/0!"},{"$error":"#DIV/0!"},{"$error":"#DIV/0!"},{"$error":"#DIV/0!"},{"$error":"#DIV/0!"},{"$error":"#DIV/0!"},{"$error":"#DIV/0!"},{"$error":"#DIV/0!"},{"$f":" GYB532","v":{"$error":"#DIV/0!"}},{"$error":"#DIV/0!"},{"$error":"#DIV/0!"},{"$error":"#DIV/0!"},{"$error":"#DIV/0!"},{"$error":"#DIV/0!"},{"$error":"#DIV/0!"},{"$error":"#DIV/0!"},{"$error":"#DIV/0!"},{"$error":"#DIV/0!"},{"$error":"#DIV/0!"},{"$error":"#DIV/0!"},{"$error":"#DIV/0!"},{"$error":"#DIV/0!"},{"$error":"#DIV/0!"},{"$error":"#DIV/0!"},{"$error":"#DIV/0!"},{"$error":"#DIV/0!"},{"$error":"#DIV/0!"},{"$error":"#DIV/0!"},{"$error":"#DIV/0!"},{"$error":"#DIV/0!"},{"$error":"#DIV/0!"},{"$error":"#DIV/0!"},{"$error":"#DIV/0!"},{"$error":"#DIV/0!"},{"$error":"#DIV/0!"},{"$error":"#DIV/0!"},{"$error":"#DIV/0!"},{"$error":"#DIV/0!"},{"$error":"#DIV/0!"},{"$error":"#DIV/0!"},{"$error":"#DIV/0!"},{"$error":"#DIV/0!"},{"$error":"#DIV/0!"},{"$error":"#DIV/0!"},{"$error":"#DIV/0!"},{"$error":"#DIV/0!"},{"$error":"#DIV/0!"},{"$error":"#DIV/0!"},{"$error":"#DIV/0!"},{"$error":"#DIV/0!"},{"$error":"#DIV/0!"},{"$error":"#DIV/0!"},{"$error":"#DIV/0!"},{"$error":"#DIV/0!"},{"$error":"#DIV/0!"},{"$error":"#DIV/0!"},{"$error":"#DIV/0!"},{"$error":"#DIV/0!"},{"$error":"#DIV/0!"},{"$error":"#DIV/0!"},{"$error":"#DIV/0!"},{"$error":"#DIV/0!"},{"$error":"#DIV/0!"},{"$error":"#DIV/0!"},{"$error":"#DIV/0!"},{"$error":"#DIV/0!"},{"$error":"#DIV/0!"},{"$error":"#DIV/0!"},{"$error":"#DIV/0!"},{"$error":"#DIV/0!"},{"$error":"#DIV/0!"},{"$error":"#DIV/0!"},{"$f":" HAN532","v":{"$error":"#DIV/0!"}},{"$error":"#DIV/0!"},{"$error":"#DIV/0!"},{"$error":"#DIV/0!"},{"$error":"#DIV/0!"},{"$error":"#DIV/0!"},{"$error":"#DIV/0!"},{"$error":"#DIV/0!"},{"$error":"#DIV/0!"},{"$error":"#DIV/0!"},{"$error":"#DIV/0!"},{"$error":"#DIV/0!"},{"$error":"#DIV/0!"},{"$error":"#DIV/0!"},{"$error":"#DIV/0!"},{"$error":"#DIV/0!"},{"$error":"#DIV/0!"},{"$error":"#DIV/0!"},{"$error":"#DIV/0!"},{"$error":"#DIV/0!"},{"$error":"#DIV/0!"},{"$error":"#DIV/0!"},{"$error":"#DIV/0!"},{"$error":"#DIV/0!"},{"$error":"#DIV/0!"},{"$error":"#DIV/0!"},{"$error":"#DIV/0!"},{"$error":"#DIV/0!"},{"$error":"#DIV/0!"},{"$error":"#DIV/0!"},{"$error":"#DIV/0!"},{"$error":"#DIV/0!"},{"$error":"#DIV/0!"},{"$error":"#DIV/0!"},{"$error":"#DIV/0!"},{"$error":"#DIV/0!"},{"$error":"#DIV/0!"},{"$error":"#DIV/0!"},{"$error":"#DIV/0!"},{"$error":"#DIV/0!"},{"$error":"#DIV/0!"},{"$error":"#DIV/0!"},{"$error":"#DIV/0!"},{"$error":"#DIV/0!"},{"$error":"#DIV/0!"},{"$error":"#DIV/0!"},{"$error":"#DIV/0!"},{"$error":"#DIV/0!"},{"$error":"#DIV/0!"},{"$error":"#DIV/0!"},{"$error":"#DIV/0!"},{"$error":"#DIV/0!"},{"$error":"#DIV/0!"},{"$error":"#DIV/0!"},{"$error":"#DIV/0!"},{"$error":"#DIV/0!"},{"$error":"#DIV/0!"},{"$error":"#DIV/0!"},{"$error":"#DIV/0!"},{"$error":"#DIV/0!"},{"$error":"#DIV/0!"},{"$error":"#DIV/0!"},{"$error":"#DIV/0!"},{"$error":"#DIV/0!"},{"$f":" HCZ532","v":{"$error":"#DIV/0!"}},{"$error":"#DIV/0!"},{"$error":"#DIV/0!"},{"$error":"#DIV/0!"},{"$error":"#DIV/0!"},{"$error":"#DIV/0!"},{"$error":"#DIV/0!"},{"$error":"#DIV/0!"},{"$error":"#DIV/0!"},{"$error":"#DIV/0!"},{"$error":"#DIV/0!"},{"$error":"#DIV/0!"},{"$error":"#DIV/0!"},{"$error":"#DIV/0!"},{"$error":"#DIV/0!"},{"$error":"#DIV/0!"},{"$error":"#DIV/0!"},{"$error":"#DIV/0!"},{"$error":"#DIV/0!"},{"$error":"#DIV/0!"},{"$error":"#DIV/0!"},{"$error":"#DIV/0!"},{"$error":"#DIV/0!"},{"$error":"#DIV/0!"},{"$error":"#DIV/0!"},{"$error":"#DIV/0!"},{"$error":"#DIV/0!"},{"$error":"#DIV/0!"},{"$error":"#DIV/0!"},{"$error":"#DIV/0!"},{"$error":"#DIV/0!"},{"$error":"#DIV/0!"},{"$error":"#DIV/0!"},{"$error":"#DIV/0!"},{"$error":"#DIV/0!"},{"$error":"#DIV/0!"},{"$error":"#DIV/0!"},{"$error":"#DIV/0!"},{"$error":"#DIV/0!"},{"$error":"#DIV/0!"},{"$error":"#DIV/0!"},{"$error":"#DIV/0!"},{"$error":"#DIV/0!"},{"$error":"#DIV/0!"},{"$error":"#DIV/0!"},{"$error":"#DIV/0!"},{"$error":"#DIV/0!"},{"$error":"#DIV/0!"},{"$error":"#DIV/0!"},{"$error":"#DIV/0!"},{"$error":"#DIV/0!"},{"$error":"#DIV/0!"},{"$error":"#DIV/0!"},{"$error":"#DIV/0!"},{"$error":"#DIV/0!"},{"$error":"#DIV/0!"},{"$error":"#DIV/0!"},{"$error":"#DIV/0!"},{"$error":"#DIV/0!"},{"$error":"#DIV/0!"},{"$error":"#DIV/0!"},{"$error":"#DIV/0!"},{"$error":"#DIV/0!"},{"$error":"#DIV/0!"},{"$f":" HFL532","v":{"$error":"#DIV/0!"}},{"$error":"#DIV/0!"},{"$error":"#DIV/0!"},{"$error":"#DIV/0!"},{"$error":"#DIV/0!"},{"$error":"#DIV/0!"},{"$error":"#DIV/0!"},{"$error":"#DIV/0!"},{"$error":"#DIV/0!"},{"$error":"#DIV/0!"},{"$error":"#DIV/0!"},{"$error":"#DIV/0!"},{"$error":"#DIV/0!"},{"$error":"#DIV/0!"},{"$error":"#DIV/0!"},{"$error":"#DIV/0!"},{"$error":"#DIV/0!"},{"$error":"#DIV/0!"},{"$error":"#DIV/0!"},{"$error":"#DIV/0!"},{"$error":"#DIV/0!"},{"$error":"#DIV/0!"},{"$error":"#DIV/0!"},{"$error":"#DIV/0!"},{"$error":"#DIV/0!"},{"$error":"#DIV/0!"},{"$error":"#DIV/0!"},{"$error":"#DIV/0!"},{"$error":"#DIV/0!"},{"$error":"#DIV/0!"},{"$error":"#DIV/0!"},{"$error":"#DIV/0!"},{"$error":"#DIV/0!"},{"$error":"#DIV/0!"},{"$error":"#DIV/0!"},{"$error":"#DIV/0!"},{"$error":"#DIV/0!"},{"$error":"#DIV/0!"},{"$error":"#DIV/0!"},{"$error":"#DIV/0!"},{"$error":"#DIV/0!"},{"$error":"#DIV/0!"},{"$error":"#DIV/0!"},{"$error":"#DIV/0!"},{"$error":"#DIV/0!"},{"$error":"#DIV/0!"},{"$error":"#DIV/0!"},{"$error":"#DIV/0!"},{"$error":"#DIV/0!"},{"$error":"#DIV/0!"},{"$error":"#DIV/0!"},{"$error":"#DIV/0!"},{"$error":"#DIV/0!"},{"$error":"#DIV/0!"},{"$error":"#DIV/0!"},{"$error":"#DIV/0!"},{"$error":"#DIV/0!"},{"$error":"#DIV/0!"},{"$error":"#DIV/0!"},{"$error":"#DIV/0!"},{"$error":"#DIV/0!"},{"$error":"#DIV/0!"},{"$error":"#DIV/0!"},{"$error":"#DIV/0!"},{"$f":" HHX532","v":{"$error":"#DIV/0!"}},{"$error":"#DIV/0!"},{"$error":"#DIV/0!"},{"$error":"#DIV/0!"},{"$error":"#DIV/0!"},{"$error":"#DIV/0!"},{"$error":"#DIV/0!"},{"$error":"#DIV/0!"},{"$error":"#DIV/0!"},{"$error":"#DIV/0!"},{"$error":"#DIV/0!"},{"$error":"#DIV/0!"},{"$error":"#DIV/0!"},{"$error":"#DIV/0!"},{"$error":"#DIV/0!"},{"$error":"#DIV/0!"},{"$error":"#DIV/0!"},{"$error":"#DIV/0!"},{"$error":"#DIV/0!"},{"$error":"#DIV/0!"},{"$error":"#DIV/0!"},{"$error":"#DIV/0!"},{"$error":"#DIV/0!"},{"$error":"#DIV/0!"},{"$error":"#DIV/0!"},{"$error":"#DIV/0!"},{"$error":"#DIV/0!"},{"$error":"#DIV/0!"},{"$error":"#DIV/0!"},{"$error":"#DIV/0!"},{"$error":"#DIV/0!"},{"$error":"#DIV/0!"},{"$error":"#DIV/0!"},{"$error":"#DIV/0!"},{"$error":"#DIV/0!"},{"$error":"#DIV/0!"},{"$error":"#DIV/0!"},{"$error":"#DIV/0!"},{"$error":"#DIV/0!"},{"$error":"#DIV/0!"},{"$error":"#DIV/0!"},{"$error":"#DIV/0!"},{"$error":"#DIV/0!"},{"$error":"#DIV/0!"},{"$error":"#DIV/0!"},{"$error":"#DIV/0!"},{"$error":"#DIV/0!"},{"$error":"#DIV/0!"},{"$error":"#DIV/0!"},{"$error":"#DIV/0!"},{"$error":"#DIV/0!"},{"$error":"#DIV/0!"},{"$error":"#DIV/0!"},{"$error":"#DIV/0!"},{"$error":"#DIV/0!"},{"$error":"#DIV/0!"},{"$error":"#DIV/0!"},{"$error":"#DIV/0!"},{"$error":"#DIV/0!"},{"$error":"#DIV/0!"},{"$error":"#DIV/0!"},{"$error":"#DIV/0!"},{"$error":"#DIV/0!"},{"$error":"#DIV/0!"},{"$f":" HKJ532","v":{"$error":"#DIV/0!"}},{"$error":"#DIV/0!"},{"$error":"#DIV/0!"},{"$error":"#DIV/0!"},{"$error":"#DIV/0!"},{"$error":"#DIV/0!"},{"$error":"#DIV/0!"},{"$error":"#DIV/0!"},{"$error":"#DIV/0!"},{"$error":"#DIV/0!"},{"$error":"#DIV/0!"},{"$error":"#DIV/0!"},{"$error":"#DIV/0!"},{"$error":"#DIV/0!"},{"$error":"#DIV/0!"},{"$error":"#DIV/0!"},{"$error":"#DIV/0!"},{"$error":"#DIV/0!"},{"$error":"#DIV/0!"},{"$error":"#DIV/0!"},{"$error":"#DIV/0!"},{"$error":"#DIV/0!"},{"$error":"#DIV/0!"},{"$error":"#DIV/0!"},{"$error":"#DIV/0!"},{"$error":"#DIV/0!"},{"$error":"#DIV/0!"},{"$error":"#DIV/0!"},{"$error":"#DIV/0!"},{"$error":"#DIV/0!"},{"$error":"#DIV/0!"},{"$error":"#DIV/0!"},{"$error":"#DIV/0!"},{"$error":"#DIV/0!"},{"$error":"#DIV/0!"},{"$error":"#DIV/0!"},{"$error":"#DIV/0!"},{"$error":"#DIV/0!"},{"$error":"#DIV/0!"},{"$error":"#DIV/0!"},{"$error":"#DIV/0!"},{"$error":"#DIV/0!"},{"$error":"#DIV/0!"},{"$error":"#DIV/0!"},{"$error":"#DIV/0!"},{"$error":"#DIV/0!"},{"$error":"#DIV/0!"},{"$error":"#DIV/0!"},{"$error":"#DIV/0!"},{"$error":"#DIV/0!"},{"$error":"#DIV/0!"},{"$error":"#DIV/0!"},{"$error":"#DIV/0!"},{"$error":"#DIV/0!"},{"$error":"#DIV/0!"},{"$error":"#DIV/0!"},{"$error":"#DIV/0!"},{"$error":"#DIV/0!"},{"$error":"#DIV/0!"},{"$error":"#DIV/0!"},{"$error":"#DIV/0!"},{"$error":"#DIV/0!"},{"$error":"#DIV/0!"},{"$error":"#DIV/0!"},{"$f":" HMV532","v":{"$error":"#DIV/0!"}},{"$error":"#DIV/0!"},{"$error":"#DIV/0!"},{"$error":"#DIV/0!"},{"$error":"#DIV/0!"},{"$error":"#DIV/0!"},{"$error":"#DIV/0!"},{"$error":"#DIV/0!"},{"$error":"#DIV/0!"},{"$error":"#DIV/0!"},{"$error":"#DIV/0!"},{"$error":"#DIV/0!"},{"$error":"#DIV/0!"},{"$error":"#DIV/0!"},{"$error":"#DIV/0!"},{"$error":"#DIV/0!"},{"$error":"#DIV/0!"},{"$error":"#DIV/0!"},{"$error":"#DIV/0!"},{"$error":"#DIV/0!"},{"$error":"#DIV/0!"},{"$error":"#DIV/0!"},{"$error":"#DIV/0!"},{"$error":"#DIV/0!"},{"$error":"#DIV/0!"},{"$error":"#DIV/0!"},{"$error":"#DIV/0!"},{"$error":"#DIV/0!"},{"$error":"#DIV/0!"},{"$error":"#DIV/0!"},{"$error":"#DIV/0!"},{"$error":"#DIV/0!"},{"$error":"#DIV/0!"},{"$error":"#DIV/0!"},{"$error":"#DIV/0!"},{"$error":"#DIV/0!"},{"$error":"#DIV/0!"},{"$error":"#DIV/0!"},{"$error":"#DIV/0!"},{"$error":"#DIV/0!"},{"$error":"#DIV/0!"},{"$error":"#DIV/0!"},{"$error":"#DIV/0!"},{"$error":"#DIV/0!"},{"$error":"#DIV/0!"},{"$error":"#DIV/0!"},{"$error":"#DIV/0!"},{"$error":"#DIV/0!"},{"$error":"#DIV/0!"},{"$error":"#DIV/0!"},{"$error":"#DIV/0!"},{"$error":"#DIV/0!"},{"$error":"#DIV/0!"},{"$error":"#DIV/0!"},{"$error":"#DIV/0!"},{"$error":"#DIV/0!"},{"$error":"#DIV/0!"},{"$error":"#DIV/0!"},{"$error":"#DIV/0!"},{"$error":"#DIV/0!"},{"$error":"#DIV/0!"},{"$error":"#DIV/0!"},{"$error":"#DIV/0!"},{"$error":"#DIV/0!"},{"$f":" HPH532","v":{"$error":"#DIV/0!"}},{"$error":"#DIV/0!"},{"$error":"#DIV/0!"},{"$error":"#DIV/0!"},{"$error":"#DIV/0!"},{"$error":"#DIV/0!"},{"$error":"#DIV/0!"},{"$error":"#DIV/0!"},{"$error":"#DIV/0!"},{"$error":"#DIV/0!"},{"$error":"#DIV/0!"},{"$error":"#DIV/0!"},{"$error":"#DIV/0!"},{"$error":"#DIV/0!"},{"$error":"#DIV/0!"},{"$error":"#DIV/0!"},{"$error":"#DIV/0!"},{"$error":"#DIV/0!"},{"$error":"#DIV/0!"},{"$error":"#DIV/0!"},{"$error":"#DIV/0!"},{"$error":"#DIV/0!"},{"$error":"#DIV/0!"},{"$error":"#DIV/0!"},{"$error":"#DIV/0!"},{"$error":"#DIV/0!"},{"$error":"#DIV/0!"},{"$error":"#DIV/0!"},{"$error":"#DIV/0!"},{"$error":"#DIV/0!"},{"$error":"#DIV/0!"},{"$error":"#DIV/0!"},{"$error":"#DIV/0!"},{"$error":"#DIV/0!"},{"$error":"#DIV/0!"},{"$error":"#DIV/0!"},{"$error":"#DIV/0!"},{"$error":"#DIV/0!"},{"$error":"#DIV/0!"},{"$error":"#DIV/0!"},{"$error":"#DIV/0!"},{"$error":"#DIV/0!"},{"$error":"#DIV/0!"},{"$error":"#DIV/0!"},{"$error":"#DIV/0!"},{"$error":"#DIV/0!"},{"$error":"#DIV/0!"},{"$error":"#DIV/0!"},{"$error":"#DIV/0!"},{"$error":"#DIV/0!"},{"$error":"#DIV/0!"},{"$error":"#DIV/0!"},{"$error":"#DIV/0!"},{"$error":"#DIV/0!"},{"$error":"#DIV/0!"},{"$error":"#DIV/0!"},{"$error":"#DIV/0!"},{"$error":"#DIV/0!"},{"$error":"#DIV/0!"},{"$error":"#DIV/0!"},{"$error":"#DIV/0!"},{"$error":"#DIV/0!"},{"$error":"#DIV/0!"},{"$error":"#DIV/0!"},{"$f":" HRT532","v":{"$error":"#DIV/0!"}},{"$error":"#DIV/0!"},{"$error":"#DIV/0!"},{"$error":"#DIV/0!"},{"$error":"#DIV/0!"},{"$error":"#DIV/0!"},{"$error":"#DIV/0!"},{"$error":"#DIV/0!"},{"$error":"#DIV/0!"},{"$error":"#DIV/0!"},{"$error":"#DIV/0!"},{"$error":"#DIV/0!"},{"$error":"#DIV/0!"},{"$error":"#DIV/0!"},{"$error":"#DIV/0!"},{"$error":"#DIV/0!"},{"$error":"#DIV/0!"},{"$error":"#DIV/0!"},{"$error":"#DIV/0!"},{"$error":"#DIV/0!"},{"$error":"#DIV/0!"},{"$error":"#DIV/0!"},{"$error":"#DIV/0!"},{"$error":"#DIV/0!"},{"$error":"#DIV/0!"},{"$error":"#DIV/0!"},{"$error":"#DIV/0!"},{"$error":"#DIV/0!"},{"$error":"#DIV/0!"},{"$error":"#DIV/0!"},{"$error":"#DIV/0!"},{"$error":"#DIV/0!"},{"$error":"#DIV/0!"},{"$error":"#DIV/0!"},{"$error":"#DIV/0!"},{"$error":"#DIV/0!"},{"$error":"#DIV/0!"},{"$error":"#DIV/0!"},{"$error":"#DIV/0!"},{"$error":"#DIV/0!"},{"$error":"#DIV/0!"},{"$error":"#DIV/0!"},{"$error":"#DIV/0!"},{"$error":"#DIV/0!"},{"$error":"#DIV/0!"},{"$error":"#DIV/0!"},{"$error":"#DIV/0!"},{"$error":"#DIV/0!"},{"$error":"#DIV/0!"},{"$error":"#DIV/0!"},{"$error":"#DIV/0!"},{"$error":"#DIV/0!"},{"$error":"#DIV/0!"},{"$error":"#DIV/0!"},{"$error":"#DIV/0!"},{"$error":"#DIV/0!"},{"$error":"#DIV/0!"},{"$error":"#DIV/0!"},{"$error":"#DIV/0!"},{"$error":"#DIV/0!"},{"$error":"#DIV/0!"},{"$error":"#DIV/0!"},{"$error":"#DIV/0!"},{"$error":"#DIV/0!"},{"$f":" HUF532","v":{"$error":"#DIV/0!"}},{"$error":"#DIV/0!"},{"$error":"#DIV/0!"},{"$error":"#DIV/0!"},{"$error":"#DIV/0!"},{"$error":"#DIV/0!"},{"$error":"#DIV/0!"},{"$error":"#DIV/0!"},{"$error":"#DIV/0!"},{"$error":"#DIV/0!"},{"$error":"#DIV/0!"},{"$error":"#DIV/0!"},{"$error":"#DIV/0!"},{"$error":"#DIV/0!"},{"$error":"#DIV/0!"},{"$error":"#DIV/0!"},{"$error":"#DIV/0!"},{"$error":"#DIV/0!"},{"$error":"#DIV/0!"},{"$error":"#DIV/0!"},{"$error":"#DIV/0!"},{"$error":"#DIV/0!"},{"$error":"#DIV/0!"},{"$error":"#DIV/0!"},{"$error":"#DIV/0!"},{"$error":"#DIV/0!"},{"$error":"#DIV/0!"},{"$error":"#DIV/0!"},{"$error":"#DIV/0!"},{"$error":"#DIV/0!"},{"$error":"#DIV/0!"},{"$error":"#DIV/0!"},{"$error":"#DIV/0!"},{"$error":"#DIV/0!"},{"$error":"#DIV/0!"},{"$error":"#DIV/0!"},{"$error":"#DIV/0!"},{"$error":"#DIV/0!"},{"$error":"#DIV/0!"},{"$error":"#DIV/0!"},{"$error":"#DIV/0!"},{"$error":"#DIV/0!"},{"$error":"#DIV/0!"},{"$error":"#DIV/0!"},{"$error":"#DIV/0!"},{"$error":"#DIV/0!"},{"$error":"#DIV/0!"},{"$error":"#DIV/0!"},{"$error":"#DIV/0!"},{"$error":"#DIV/0!"},{"$error":"#DIV/0!"},{"$error":"#DIV/0!"},{"$error":"#DIV/0!"},{"$error":"#DIV/0!"},{"$error":"#DIV/0!"},{"$error":"#DIV/0!"},{"$error":"#DIV/0!"},{"$error":"#DIV/0!"},{"$error":"#DIV/0!"},{"$error":"#DIV/0!"},{"$error":"#DIV/0!"},{"$error":"#DIV/0!"},{"$error":"#DIV/0!"},{"$error":"#DIV/0!"},{"$f":" HWR532","v":{"$error":"#DIV/0!"}},{"$error":"#DIV/0!"},{"$error":"#DIV/0!"},{"$error":"#DIV/0!"},{"$error":"#DIV/0!"},{"$error":"#DIV/0!"},{"$error":"#DIV/0!"},{"$error":"#DIV/0!"},{"$error":"#DIV/0!"},{"$error":"#DIV/0!"},{"$error":"#DIV/0!"},{"$error":"#DIV/0!"},{"$error":"#DIV/0!"},{"$error":"#DIV/0!"},{"$error":"#DIV/0!"},{"$error":"#DIV/0!"},{"$error":"#DIV/0!"},{"$error":"#DIV/0!"},{"$error":"#DIV/0!"},{"$error":"#DIV/0!"},{"$error":"#DIV/0!"},{"$error":"#DIV/0!"},{"$error":"#DIV/0!"},{"$error":"#DIV/0!"},{"$error":"#DIV/0!"},{"$error":"#DIV/0!"},{"$error":"#DIV/0!"},{"$error":"#DIV/0!"},{"$error":"#DIV/0!"},{"$error":"#DIV/0!"},{"$error":"#DIV/0!"},{"$error":"#DIV/0!"},{"$error":"#DIV/0!"},{"$error":"#DIV/0!"},{"$error":"#DIV/0!"},{"$error":"#DIV/0!"},{"$error":"#DIV/0!"},{"$error":"#DIV/0!"},{"$error":"#DIV/0!"},{"$error":"#DIV/0!"},{"$error":"#DIV/0!"},{"$error":"#DIV/0!"},{"$error":"#DIV/0!"},{"$error":"#DIV/0!"},{"$error":"#DIV/0!"},{"$error":"#DIV/0!"},{"$error":"#DIV/0!"},{"$error":"#DIV/0!"},{"$error":"#DIV/0!"},{"$error":"#DIV/0!"},{"$error":"#DIV/0!"},{"$error":"#DIV/0!"},{"$error":"#DIV/0!"},{"$error":"#DIV/0!"},{"$error":"#DIV/0!"},{"$error":"#DIV/0!"},{"$error":"#DIV/0!"},{"$error":"#DIV/0!"},{"$error":"#DIV/0!"},{"$error":"#DIV/0!"},{"$error":"#DIV/0!"},{"$error":"#DIV/0!"},{"$error":"#DIV/0!"},{"$error":"#DIV/0!"},{"$f":" HZD532","v":{"$error":"#DIV/0!"}},{"$error":"#DIV/0!"},{"$error":"#DIV/0!"},{"$error":"#DIV/0!"},{"$error":"#DIV/0!"},{"$error":"#DIV/0!"},{"$error":"#DIV/0!"},{"$error":"#DIV/0!"},{"$error":"#DIV/0!"},{"$error":"#DIV/0!"},{"$error":"#DIV/0!"},{"$error":"#DIV/0!"},{"$error":"#DIV/0!"},{"$error":"#DIV/0!"},{"$error":"#DIV/0!"},{"$error":"#DIV/0!"},{"$error":"#DIV/0!"},{"$error":"#DIV/0!"},{"$error":"#DIV/0!"},{"$error":"#DIV/0!"},{"$error":"#DIV/0!"},{"$error":"#DIV/0!"},{"$error":"#DIV/0!"},{"$error":"#DIV/0!"},{"$error":"#DIV/0!"},{"$error":"#DIV/0!"},{"$error":"#DIV/0!"},{"$error":"#DIV/0!"},{"$error":"#DIV/0!"},{"$error":"#DIV/0!"},{"$error":"#DIV/0!"},{"$error":"#DIV/0!"},{"$error":"#DIV/0!"},{"$error":"#DIV/0!"},{"$error":"#DIV/0!"},{"$error":"#DIV/0!"},{"$error":"#DIV/0!"},{"$error":"#DIV/0!"},{"$error":"#DIV/0!"},{"$error":"#DIV/0!"},{"$error":"#DIV/0!"},{"$error":"#DIV/0!"},{"$error":"#DIV/0!"},{"$error":"#DIV/0!"},{"$error":"#DIV/0!"},{"$error":"#DIV/0!"},{"$error":"#DIV/0!"},{"$error":"#DIV/0!"},{"$error":"#DIV/0!"},{"$error":"#DIV/0!"},{"$error":"#DIV/0!"},{"$error":"#DIV/0!"},{"$error":"#DIV/0!"},{"$error":"#DIV/0!"},{"$error":"#DIV/0!"},{"$error":"#DIV/0!"},{"$error":"#DIV/0!"},{"$error":"#DIV/0!"},{"$error":"#DIV/0!"},{"$error":"#DIV/0!"},{"$error":"#DIV/0!"},{"$error":"#DIV/0!"},{"$error":"#DIV/0!"},{"$error":"#DIV/0!"},{"$f":" IBP532","v":{"$error":"#DIV/0!"}},{"$error":"#DIV/0!"},{"$error":"#DIV/0!"},{"$error":"#DIV/0!"},{"$error":"#DIV/0!"},{"$error":"#DIV/0!"},{"$error":"#DIV/0!"},{"$error":"#DIV/0!"},{"$error":"#DIV/0!"},{"$error":"#DIV/0!"},{"$error":"#DIV/0!"},{"$error":"#DIV/0!"},{"$error":"#DIV/0!"},{"$error":"#DIV/0!"},{"$error":"#DIV/0!"},{"$error":"#DIV/0!"},{"$error":"#DIV/0!"},{"$error":"#DIV/0!"},{"$error":"#DIV/0!"},{"$error":"#DIV/0!"},{"$error":"#DIV/0!"},{"$error":"#DIV/0!"},{"$error":"#DIV/0!"},{"$error":"#DIV/0!"},{"$error":"#DIV/0!"},{"$error":"#DIV/0!"},{"$error":"#DIV/0!"},{"$error":"#DIV/0!"},{"$error":"#DIV/0!"},{"$error":"#DIV/0!"},{"$error":"#DIV/0!"},{"$error":"#DIV/0!"},{"$error":"#DIV/0!"},{"$error":"#DIV/0!"},{"$error":"#DIV/0!"},{"$error":"#DIV/0!"},{"$error":"#DIV/0!"},{"$error":"#DIV/0!"},{"$error":"#DIV/0!"},{"$error":"#DIV/0!"},{"$error":"#DIV/0!"},{"$error":"#DIV/0!"},{"$error":"#DIV/0!"},{"$error":"#DIV/0!"},{"$error":"#DIV/0!"},{"$error":"#DIV/0!"},{"$error":"#DIV/0!"},{"$error":"#DIV/0!"},{"$error":"#DIV/0!"},{"$error":"#DIV/0!"},{"$error":"#DIV/0!"},{"$error":"#DIV/0!"},{"$error":"#DIV/0!"},{"$error":"#DIV/0!"},{"$error":"#DIV/0!"},{"$error":"#DIV/0!"},{"$error":"#DIV/0!"},{"$error":"#DIV/0!"},{"$error":"#DIV/0!"},{"$error":"#DIV/0!"},{"$error":"#DIV/0!"},{"$error":"#DIV/0!"},{"$error":"#DIV/0!"},{"$error":"#DIV/0!"},{"$f":" IEB532","v":{"$error":"#DIV/0!"}},{"$error":"#DIV/0!"},{"$error":"#DIV/0!"},{"$error":"#DIV/0!"},{"$error":"#DIV/0!"},{"$error":"#DIV/0!"},{"$error":"#DIV/0!"},{"$error":"#DIV/0!"},{"$error":"#DIV/0!"},{"$error":"#DIV/0!"},{"$error":"#DIV/0!"},{"$error":"#DIV/0!"},{"$error":"#DIV/0!"},{"$error":"#DIV/0!"},{"$error":"#DIV/0!"},{"$error":"#DIV/0!"},{"$error":"#DIV/0!"},{"$error":"#DIV/0!"},{"$error":"#DIV/0!"},{"$error":"#DIV/0!"},{"$error":"#DIV/0!"},{"$error":"#DIV/0!"},{"$error":"#DIV/0!"},{"$error":"#DIV/0!"},{"$error":"#DIV/0!"},{"$error":"#DIV/0!"},{"$error":"#DIV/0!"},{"$error":"#DIV/0!"},{"$error":"#DIV/0!"},{"$error":"#DIV/0!"},{"$error":"#DIV/0!"},{"$error":"#DIV/0!"},{"$error":"#DIV/0!"},{"$error":"#DIV/0!"},{"$error":"#DIV/0!"},{"$error":"#DIV/0!"},{"$error":"#DIV/0!"},{"$error":"#DIV/0!"},{"$error":"#DIV/0!"},{"$error":"#DIV/0!"},{"$error":"#DIV/0!"},{"$error":"#DIV/0!"},{"$error":"#DIV/0!"},{"$error":"#DIV/0!"},{"$error":"#DIV/0!"},{"$error":"#DIV/0!"},{"$error":"#DIV/0!"},{"$error":"#DIV/0!"},{"$error":"#DIV/0!"},{"$error":"#DIV/0!"},{"$error":"#DIV/0!"},{"$error":"#DIV/0!"},{"$error":"#DIV/0!"},{"$error":"#DIV/0!"},{"$error":"#DIV/0!"},{"$error":"#DIV/0!"},{"$error":"#DIV/0!"},{"$error":"#DIV/0!"},{"$error":"#DIV/0!"},{"$error":"#DIV/0!"},{"$error":"#DIV/0!"},{"$error":"#DIV/0!"},{"$error":"#DIV/0!"},{"$error":"#DIV/0!"},{"$f":" IGN532","v":{"$error":"#DIV/0!"}},{"$error":"#DIV/0!"},{"$error":"#DIV/0!"},{"$error":"#DIV/0!"},{"$error":"#DIV/0!"},{"$error":"#DIV/0!"},{"$error":"#DIV/0!"},{"$error":"#DIV/0!"},{"$error":"#DIV/0!"},{"$error":"#DIV/0!"},{"$error":"#DIV/0!"},{"$error":"#DIV/0!"},{"$error":"#DIV/0!"},{"$error":"#DIV/0!"},{"$error":"#DIV/0!"},{"$error":"#DIV/0!"},{"$error":"#DIV/0!"},{"$error":"#DIV/0!"},{"$error":"#DIV/0!"},{"$error":"#DIV/0!"},{"$error":"#DIV/0!"},{"$error":"#DIV/0!"},{"$error":"#DIV/0!"},{"$error":"#DIV/0!"},{"$error":"#DIV/0!"},{"$error":"#DIV/0!"},{"$error":"#DIV/0!"},{"$error":"#DIV/0!"},{"$error":"#DIV/0!"},{"$error":"#DIV/0!"},{"$error":"#DIV/0!"},{"$error":"#DIV/0!"},{"$error":"#DIV/0!"},{"$error":"#DIV/0!"},{"$error":"#DIV/0!"},{"$error":"#DIV/0!"},{"$error":"#DIV/0!"},{"$error":"#DIV/0!"},{"$error":"#DIV/0!"},{"$error":"#DIV/0!"},{"$error":"#DIV/0!"},{"$error":"#DIV/0!"},{"$error":"#DIV/0!"},{"$error":"#DIV/0!"},{"$error":"#DIV/0!"},{"$error":"#DIV/0!"},{"$error":"#DIV/0!"},{"$error":"#DIV/0!"},{"$error":"#DIV/0!"},{"$error":"#DIV/0!"},{"$error":"#DIV/0!"},{"$error":"#DIV/0!"},{"$error":"#DIV/0!"},{"$error":"#DIV/0!"},{"$error":"#DIV/0!"},{"$error":"#DIV/0!"},{"$error":"#DIV/0!"},{"$error":"#DIV/0!"},{"$error":"#DIV/0!"},{"$error":"#DIV/0!"},{"$error":"#DIV/0!"},{"$error":"#DIV/0!"},{"$error":"#DIV/0!"},{"$error":"#DIV/0!"},{"$f":" IIZ532","v":{"$error":"#DIV/0!"}},{"$error":"#DIV/0!"},{"$error":"#DIV/0!"},{"$error":"#DIV/0!"},{"$error":"#DIV/0!"},{"$error":"#DIV/0!"},{"$error":"#DIV/0!"},{"$error":"#DIV/0!"},{"$error":"#DIV/0!"},{"$error":"#DIV/0!"},{"$error":"#DIV/0!"},{"$error":"#DIV/0!"},{"$error":"#DIV/0!"},{"$error":"#DIV/0!"},{"$error":"#DIV/0!"},{"$error":"#DIV/0!"},{"$error":"#DIV/0!"},{"$error":"#DIV/0!"},{"$error":"#DIV/0!"},{"$error":"#DIV/0!"},{"$error":"#DIV/0!"},{"$error":"#DIV/0!"},{"$error":"#DIV/0!"},{"$error":"#DIV/0!"},{"$error":"#DIV/0!"},{"$error":"#DIV/0!"},{"$error":"#DIV/0!"},{"$error":"#DIV/0!"},{"$error":"#DIV/0!"},{"$error":"#DIV/0!"},{"$error":"#DIV/0!"},{"$error":"#DIV/0!"},{"$error":"#DIV/0!"},{"$error":"#DIV/0!"},{"$error":"#DIV/0!"},{"$error":"#DIV/0!"},{"$error":"#DIV/0!"},{"$error":"#DIV/0!"},{"$error":"#DIV/0!"},{"$error":"#DIV/0!"},{"$error":"#DIV/0!"},{"$error":"#DIV/0!"},{"$error":"#DIV/0!"},{"$error":"#DIV/0!"},{"$error":"#DIV/0!"},{"$error":"#DIV/0!"},{"$error":"#DIV/0!"},{"$error":"#DIV/0!"},{"$error":"#DIV/0!"},{"$error":"#DIV/0!"},{"$error":"#DIV/0!"},{"$error":"#DIV/0!"},{"$error":"#DIV/0!"},{"$error":"#DIV/0!"},{"$error":"#DIV/0!"},{"$error":"#DIV/0!"},{"$error":"#DIV/0!"},{"$error":"#DIV/0!"},{"$error":"#DIV/0!"},{"$error":"#DIV/0!"},{"$error":"#DIV/0!"},{"$error":"#DIV/0!"},{"$error":"#DIV/0!"},{"$error":"#DIV/0!"},{"$f":" ILL532","v":{"$error":"#DIV/0!"}},{"$error":"#DIV/0!"},{"$error":"#DIV/0!"},{"$error":"#DIV/0!"},{"$error":"#DIV/0!"},{"$error":"#DIV/0!"},{"$error":"#DIV/0!"},{"$error":"#DIV/0!"},{"$error":"#DIV/0!"},{"$error":"#DIV/0!"},{"$error":"#DIV/0!"},{"$error":"#DIV/0!"},{"$error":"#DIV/0!"},{"$error":"#DIV/0!"},{"$error":"#DIV/0!"},{"$error":"#DIV/0!"},{"$error":"#DIV/0!"},{"$error":"#DIV/0!"},{"$error":"#DIV/0!"},{"$error":"#DIV/0!"},{"$error":"#DIV/0!"},{"$error":"#DIV/0!"},{"$error":"#DIV/0!"},{"$error":"#DIV/0!"},{"$error":"#DIV/0!"},{"$error":"#DIV/0!"},{"$error":"#DIV/0!"},{"$error":"#DIV/0!"},{"$error":"#DIV/0!"},{"$error":"#DIV/0!"},{"$error":"#DIV/0!"},{"$error":"#DIV/0!"},{"$error":"#DIV/0!"},{"$error":"#DIV/0!"},{"$error":"#DIV/0!"},{"$error":"#DIV/0!"},{"$error":"#DIV/0!"},{"$error":"#DIV/0!"},{"$error":"#DIV/0!"},{"$error":"#DIV/0!"},{"$error":"#DIV/0!"},{"$error":"#DIV/0!"},{"$error":"#DIV/0!"},{"$error":"#DIV/0!"},{"$error":"#DIV/0!"},{"$error":"#DIV/0!"},{"$error":"#DIV/0!"},{"$error":"#DIV/0!"},{"$error":"#DIV/0!"},{"$error":"#DIV/0!"},{"$error":"#DIV/0!"},{"$error":"#DIV/0!"},{"$error":"#DIV/0!"},{"$error":"#DIV/0!"},{"$error":"#DIV/0!"},{"$error":"#DIV/0!"},{"$error":"#DIV/0!"},{"$error":"#DIV/0!"},{"$error":"#DIV/0!"},{"$error":"#DIV/0!"},{"$error":"#DIV/0!"},{"$error":"#DIV/0!"},{"$error":"#DIV/0!"},{"$error":"#DIV/0!"},{"$f":" INX532","v":{"$error":"#DIV/0!"}},{"$error":"#DIV/0!"},{"$error":"#DIV/0!"},{"$error":"#DIV/0!"},{"$error":"#DIV/0!"},{"$error":"#DIV/0!"},{"$error":"#DIV/0!"},{"$error":"#DIV/0!"},{"$error":"#DIV/0!"},{"$error":"#DIV/0!"},{"$error":"#DIV/0!"},{"$error":"#DIV/0!"},{"$error":"#DIV/0!"},{"$error":"#DIV/0!"},{"$error":"#DIV/0!"},{"$error":"#DIV/0!"},{"$error":"#DIV/0!"},{"$error":"#DIV/0!"},{"$error":"#DIV/0!"},{"$error":"#DIV/0!"},{"$error":"#DIV/0!"},{"$error":"#DIV/0!"},{"$error":"#DIV/0!"},{"$error":"#DIV/0!"},{"$error":"#DIV/0!"},{"$error":"#DIV/0!"},{"$error":"#DIV/0!"},{"$error":"#DIV/0!"},{"$error":"#DIV/0!"},{"$error":"#DIV/0!"},{"$error":"#DIV/0!"},{"$error":"#DIV/0!"},{"$error":"#DIV/0!"},{"$error":"#DIV/0!"},{"$error":"#DIV/0!"},{"$error":"#DIV/0!"},{"$error":"#DIV/0!"},{"$error":"#DIV/0!"},{"$error":"#DIV/0!"},{"$error":"#DIV/0!"},{"$error":"#DIV/0!"},{"$error":"#DIV/0!"},{"$error":"#DIV/0!"},{"$error":"#DIV/0!"},{"$error":"#DIV/0!"},{"$error":"#DIV/0!"},{"$error":"#DIV/0!"},{"$error":"#DIV/0!"},{"$error":"#DIV/0!"},{"$error":"#DIV/0!"},{"$error":"#DIV/0!"},{"$error":"#DIV/0!"},{"$error":"#DIV/0!"},{"$error":"#DIV/0!"},{"$error":"#DIV/0!"},{"$error":"#DIV/0!"},{"$error":"#DIV/0!"},{"$error":"#DIV/0!"},{"$error":"#DIV/0!"},{"$error":"#DIV/0!"},{"$error":"#DIV/0!"},{"$error":"#DIV/0!"},{"$error":"#DIV/0!"},{"$error":"#DIV/0!"},{"$f":" IQJ532","v":{"$error":"#DIV/0!"}},{"$error":"#DIV/0!"},{"$error":"#DIV/0!"},{"$error":"#DIV/0!"},{"$error":"#DIV/0!"},{"$error":"#DIV/0!"},{"$error":"#DIV/0!"},{"$error":"#DIV/0!"},{"$error":"#DIV/0!"},{"$error":"#DIV/0!"},{"$error":"#DIV/0!"},{"$error":"#DIV/0!"},{"$error":"#DIV/0!"},{"$error":"#DIV/0!"},{"$error":"#DIV/0!"},{"$error":"#DIV/0!"},{"$error":"#DIV/0!"},{"$error":"#DIV/0!"},{"$error":"#DIV/0!"},{"$error":"#DIV/0!"},{"$error":"#DIV/0!"},{"$error":"#DIV/0!"},{"$error":"#DIV/0!"},{"$error":"#DIV/0!"},{"$error":"#DIV/0!"},{"$error":"#DIV/0!"},{"$error":"#DIV/0!"},{"$error":"#DIV/0!"},{"$error":"#DIV/0!"},{"$error":"#DIV/0!"},{"$error":"#DIV/0!"},{"$error":"#DIV/0!"},{"$error":"#DIV/0!"},{"$error":"#DIV/0!"},{"$error":"#DIV/0!"},{"$error":"#DIV/0!"},{"$error":"#DIV/0!"},{"$error":"#DIV/0!"},{"$error":"#DIV/0!"},{"$error":"#DIV/0!"},{"$error":"#DIV/0!"},{"$error":"#DIV/0!"},{"$error":"#DIV/0!"},{"$error":"#DIV/0!"},{"$error":"#DIV/0!"},{"$error":"#DIV/0!"},{"$error":"#DIV/0!"},{"$error":"#DIV/0!"},{"$error":"#DIV/0!"},{"$error":"#DIV/0!"},{"$error":"#DIV/0!"},{"$error":"#DIV/0!"},{"$error":"#DIV/0!"},{"$error":"#DIV/0!"},{"$error":"#DIV/0!"},{"$error":"#DIV/0!"},{"$error":"#DIV/0!"},{"$error":"#DIV/0!"},{"$error":"#DIV/0!"},{"$error":"#DIV/0!"},{"$error":"#DIV/0!"},{"$error":"#DIV/0!"},{"$error":"#DIV/0!"},{"$error":"#DIV/0!"},{"$f":" ISV532","v":{"$error":"#DIV/0!"}},{"$error":"#DIV/0!"},{"$error":"#DIV/0!"},{"$error":"#DIV/0!"},{"$error":"#DIV/0!"},{"$error":"#DIV/0!"},{"$error":"#DIV/0!"},{"$error":"#DIV/0!"},{"$error":"#DIV/0!"},{"$error":"#DIV/0!"},{"$error":"#DIV/0!"},{"$error":"#DIV/0!"},{"$error":"#DIV/0!"},{"$error":"#DIV/0!"},{"$error":"#DIV/0!"},{"$error":"#DIV/0!"},{"$error":"#DIV/0!"},{"$error":"#DIV/0!"},{"$error":"#DIV/0!"},{"$error":"#DIV/0!"},{"$error":"#DIV/0!"},{"$error":"#DIV/0!"},{"$error":"#DIV/0!"},{"$error":"#DIV/0!"},{"$error":"#DIV/0!"},{"$error":"#DIV/0!"},{"$error":"#DIV/0!"},{"$error":"#DIV/0!"},{"$error":"#DIV/0!"},{"$error":"#DIV/0!"},{"$error":"#DIV/0!"},{"$error":"#DIV/0!"},{"$error":"#DIV/0!"},{"$error":"#DIV/0!"},{"$error":"#DIV/0!"},{"$error":"#DIV/0!"},{"$error":"#DIV/0!"},{"$error":"#DIV/0!"},{"$error":"#DIV/0!"},{"$error":"#DIV/0!"},{"$error":"#DIV/0!"},{"$error":"#DIV/0!"},{"$error":"#DIV/0!"},{"$error":"#DIV/0!"},{"$error":"#DIV/0!"},{"$error":"#DIV/0!"},{"$error":"#DIV/0!"},{"$error":"#DIV/0!"},{"$error":"#DIV/0!"},{"$error":"#DIV/0!"},{"$error":"#DIV/0!"},{"$error":"#DIV/0!"},{"$error":"#DIV/0!"},{"$error":"#DIV/0!"},{"$error":"#DIV/0!"},{"$error":"#DIV/0!"},{"$error":"#DIV/0!"},{"$error":"#DIV/0!"},{"$error":"#DIV/0!"},{"$error":"#DIV/0!"},{"$error":"#DIV/0!"},{"$error":"#DIV/0!"},{"$error":"#DIV/0!"},{"$error":"#DIV/0!"},{"$f":" IVH532","v":{"$error":"#DIV/0!"}},{"$error":"#DIV/0!"},{"$error":"#DIV/0!"},{"$error":"#DIV/0!"},{"$error":"#DIV/0!"},{"$error":"#DIV/0!"},{"$error":"#DIV/0!"},{"$error":"#DIV/0!"},{"$error":"#DIV/0!"},{"$error":"#DIV/0!"},{"$error":"#DIV/0!"},{"$error":"#DIV/0!"},{"$error":"#DIV/0!"},{"$error":"#DIV/0!"},{"$error":"#DIV/0!"},{"$error":"#DIV/0!"},{"$error":"#DIV/0!"},{"$error":"#DIV/0!"},{"$error":"#DIV/0!"},{"$error":"#DIV/0!"},{"$error":"#DIV/0!"},{"$error":"#DIV/0!"},{"$error":"#DIV/0!"},{"$error":"#DIV/0!"},{"$error":"#DIV/0!"},{"$error":"#DIV/0!"},{"$error":"#DIV/0!"},{"$error":"#DIV/0!"},{"$error":"#DIV/0!"},{"$error":"#DIV/0!"},{"$error":"#DIV/0!"},{"$error":"#DIV/0!"},{"$error":"#DIV/0!"},{"$error":"#DIV/0!"},{"$error":"#DIV/0!"},{"$error":"#DIV/0!"},{"$error":"#DIV/0!"},{"$error":"#DIV/0!"},{"$error":"#DIV/0!"},{"$error":"#DIV/0!"},{"$error":"#DIV/0!"},{"$error":"#DIV/0!"},{"$error":"#DIV/0!"},{"$error":"#DIV/0!"},{"$error":"#DIV/0!"},{"$error":"#DIV/0!"},{"$error":"#DIV/0!"},{"$error":"#DIV/0!"},{"$error":"#DIV/0!"},{"$error":"#DIV/0!"},{"$error":"#DIV/0!"},{"$error":"#DIV/0!"},{"$error":"#DIV/0!"},{"$error":"#DIV/0!"},{"$error":"#DIV/0!"},{"$error":"#DIV/0!"},{"$error":"#DIV/0!"},{"$error":"#DIV/0!"},{"$error":"#DIV/0!"},{"$error":"#DIV/0!"},{"$error":"#DIV/0!"},{"$error":"#DIV/0!"},{"$error":"#DIV/0!"},{"$error":"#DIV/0!"},{"$f":" IXT532","v":{"$error":"#DIV/0!"}},{"$error":"#DIV/0!"},{"$error":"#DIV/0!"},{"$error":"#DIV/0!"},{"$error":"#DIV/0!"},{"$error":"#DIV/0!"},{"$error":"#DIV/0!"},{"$error":"#DIV/0!"},{"$error":"#DIV/0!"},{"$error":"#DIV/0!"},{"$error":"#DIV/0!"},{"$error":"#DIV/0!"},{"$error":"#DIV/0!"},{"$error":"#DIV/0!"},{"$error":"#DIV/0!"},{"$error":"#DIV/0!"},{"$error":"#DIV/0!"},{"$error":"#DIV/0!"},{"$error":"#DIV/0!"},{"$error":"#DIV/0!"},{"$error":"#DIV/0!"},{"$error":"#DIV/0!"},{"$error":"#DIV/0!"},{"$error":"#DIV/0!"},{"$error":"#DIV/0!"},{"$error":"#DIV/0!"},{"$error":"#DIV/0!"},{"$error":"#DIV/0!"},{"$error":"#DIV/0!"},{"$error":"#DIV/0!"},{"$error":"#DIV/0!"},{"$error":"#DIV/0!"},{"$error":"#DIV/0!"},{"$error":"#DIV/0!"},{"$error":"#DIV/0!"},{"$error":"#DIV/0!"},{"$error":"#DIV/0!"},{"$error":"#DIV/0!"},{"$error":"#DIV/0!"},{"$error":"#DIV/0!"},{"$error":"#DIV/0!"},{"$error":"#DIV/0!"},{"$error":"#DIV/0!"},{"$error":"#DIV/0!"},{"$error":"#DIV/0!"},{"$error":"#DIV/0!"},{"$error":"#DIV/0!"},{"$error":"#DIV/0!"},{"$error":"#DIV/0!"},{"$error":"#DIV/0!"},{"$error":"#DIV/0!"},{"$error":"#DIV/0!"},{"$error":"#DIV/0!"},{"$error":"#DIV/0!"},{"$error":"#DIV/0!"},{"$error":"#DIV/0!"},{"$error":"#DIV/0!"},{"$error":"#DIV/0!"},{"$error":"#DIV/0!"},{"$error":"#DIV/0!"},{"$error":"#DIV/0!"},{"$error":"#DIV/0!"},{"$error":"#DIV/0!"},{"$error":"#DIV/0!"},{"$f":" JAF532","v":{"$error":"#DIV/0!"}},{"$error":"#DIV/0!"},{"$error":"#DIV/0!"},{"$error":"#DIV/0!"},{"$error":"#DIV/0!"},{"$error":"#DIV/0!"},{"$error":"#DIV/0!"},{"$error":"#DIV/0!"},{"$error":"#DIV/0!"},{"$error":"#DIV/0!"},{"$error":"#DIV/0!"},{"$error":"#DIV/0!"},{"$error":"#DIV/0!"},{"$error":"#DIV/0!"},{"$error":"#DIV/0!"},{"$error":"#DIV/0!"},{"$error":"#DIV/0!"},{"$error":"#DIV/0!"},{"$error":"#DIV/0!"},{"$error":"#DIV/0!"},{"$error":"#DIV/0!"},{"$error":"#DIV/0!"},{"$error":"#DIV/0!"},{"$error":"#DIV/0!"},{"$error":"#DIV/0!"},{"$error":"#DIV/0!"},{"$error":"#DIV/0!"},{"$error":"#DIV/0!"},{"$error":"#DIV/0!"},{"$error":"#DIV/0!"},{"$error":"#DIV/0!"},{"$error":"#DIV/0!"},{"$error":"#DIV/0!"},{"$error":"#DIV/0!"},{"$error":"#DIV/0!"},{"$error":"#DIV/0!"},{"$error":"#DIV/0!"},{"$error":"#DIV/0!"},{"$error":"#DIV/0!"},{"$error":"#DIV/0!"},{"$error":"#DIV/0!"},{"$error":"#DIV/0!"},{"$error":"#DIV/0!"},{"$error":"#DIV/0!"},{"$error":"#DIV/0!"},{"$error":"#DIV/0!"},{"$error":"#DIV/0!"},{"$error":"#DIV/0!"},{"$error":"#DIV/0!"},{"$error":"#DIV/0!"},{"$error":"#DIV/0!"},{"$error":"#DIV/0!"},{"$error":"#DIV/0!"},{"$error":"#DIV/0!"},{"$error":"#DIV/0!"},{"$error":"#DIV/0!"},{"$error":"#DIV/0!"},{"$error":"#DIV/0!"},{"$error":"#DIV/0!"},{"$error":"#DIV/0!"},{"$error":"#DIV/0!"},{"$error":"#DIV/0!"},{"$error":"#DIV/0!"},{"$error":"#DIV/0!"},{"$f":" JCR532","v":{"$error":"#DIV/0!"}},{"$error":"#DIV/0!"},{"$error":"#DIV/0!"},{"$error":"#DIV/0!"},{"$error":"#DIV/0!"},{"$error":"#DIV/0!"},{"$error":"#DIV/0!"},{"$error":"#DIV/0!"},{"$error":"#DIV/0!"},{"$error":"#DIV/0!"},{"$error":"#DIV/0!"},{"$error":"#DIV/0!"},{"$error":"#DIV/0!"},{"$error":"#DIV/0!"},{"$error":"#DIV/0!"},{"$error":"#DIV/0!"},{"$error":"#DIV/0!"},{"$error":"#DIV/0!"},{"$error":"#DIV/0!"},{"$error":"#DIV/0!"},{"$error":"#DIV/0!"},{"$error":"#DIV/0!"},{"$error":"#DIV/0!"},{"$error":"#DIV/0!"},{"$error":"#DIV/0!"},{"$error":"#DIV/0!"},{"$error":"#DIV/0!"},{"$error":"#DIV/0!"},{"$error":"#DIV/0!"},{"$error":"#DIV/0!"},{"$error":"#DIV/0!"},{"$error":"#DIV/0!"},{"$error":"#DIV/0!"},{"$error":"#DIV/0!"},{"$error":"#DIV/0!"},{"$error":"#DIV/0!"},{"$error":"#DIV/0!"},{"$error":"#DIV/0!"},{"$error":"#DIV/0!"},{"$error":"#DIV/0!"},{"$error":"#DIV/0!"},{"$error":"#DIV/0!"},{"$error":"#DIV/0!"},{"$error":"#DIV/0!"},{"$error":"#DIV/0!"},{"$error":"#DIV/0!"},{"$error":"#DIV/0!"},{"$error":"#DIV/0!"},{"$error":"#DIV/0!"},{"$error":"#DIV/0!"},{"$error":"#DIV/0!"},{"$error":"#DIV/0!"},{"$error":"#DIV/0!"},{"$error":"#DIV/0!"},{"$error":"#DIV/0!"},{"$error":"#DIV/0!"},{"$error":"#DIV/0!"},{"$error":"#DIV/0!"},{"$error":"#DIV/0!"},{"$error":"#DIV/0!"},{"$error":"#DIV/0!"},{"$error":"#DIV/0!"},{"$error":"#DIV/0!"},{"$error":"#DIV/0!"},{"$f":" JFD532","v":{"$error":"#DIV/0!"}},{"$error":"#DIV/0!"},{"$error":"#DIV/0!"},{"$error":"#DIV/0!"},{"$error":"#DIV/0!"},{"$error":"#DIV/0!"},{"$error":"#DIV/0!"},{"$error":"#DIV/0!"},{"$error":"#DIV/0!"},{"$error":"#DIV/0!"},{"$error":"#DIV/0!"},{"$error":"#DIV/0!"},{"$error":"#DIV/0!"},{"$error":"#DIV/0!"},{"$error":"#DIV/0!"},{"$error":"#DIV/0!"},{"$error":"#DIV/0!"},{"$error":"#DIV/0!"},{"$error":"#DIV/0!"},{"$error":"#DIV/0!"},{"$error":"#DIV/0!"},{"$error":"#DIV/0!"},{"$error":"#DIV/0!"},{"$error":"#DIV/0!"},{"$error":"#DIV/0!"},{"$error":"#DIV/0!"},{"$error":"#DIV/0!"},{"$error":"#DIV/0!"},{"$error":"#DIV/0!"},{"$error":"#DIV/0!"},{"$error":"#DIV/0!"},{"$error":"#DIV/0!"},{"$error":"#DIV/0!"},{"$error":"#DIV/0!"},{"$error":"#DIV/0!"},{"$error":"#DIV/0!"},{"$error":"#DIV/0!"},{"$error":"#DIV/0!"},{"$error":"#DIV/0!"},{"$error":"#DIV/0!"},{"$error":"#DIV/0!"},{"$error":"#DIV/0!"},{"$error":"#DIV/0!"},{"$error":"#DIV/0!"},{"$error":"#DIV/0!"},{"$error":"#DIV/0!"},{"$error":"#DIV/0!"},{"$error":"#DIV/0!"},{"$error":"#DIV/0!"},{"$error":"#DIV/0!"},{"$error":"#DIV/0!"},{"$error":"#DIV/0!"},{"$error":"#DIV/0!"},{"$error":"#DIV/0!"},{"$error":"#DIV/0!"},{"$error":"#DIV/0!"},{"$error":"#DIV/0!"},{"$error":"#DIV/0!"},{"$error":"#DIV/0!"},{"$error":"#DIV/0!"},{"$error":"#DIV/0!"},{"$error":"#DIV/0!"},{"$error":"#DIV/0!"},{"$error":"#DIV/0!"},{"$f":" JHP532","v":{"$error":"#DIV/0!"}},{"$error":"#DIV/0!"},{"$error":"#DIV/0!"},{"$error":"#DIV/0!"},{"$error":"#DIV/0!"},{"$error":"#DIV/0!"},{"$error":"#DIV/0!"},{"$error":"#DIV/0!"},{"$error":"#DIV/0!"},{"$error":"#DIV/0!"},{"$error":"#DIV/0!"},{"$error":"#DIV/0!"},{"$error":"#DIV/0!"},{"$error":"#DIV/0!"},{"$error":"#DIV/0!"},{"$error":"#DIV/0!"},{"$error":"#DIV/0!"},{"$error":"#DIV/0!"},{"$error":"#DIV/0!"},{"$error":"#DIV/0!"},{"$error":"#DIV/0!"},{"$error":"#DIV/0!"},{"$error":"#DIV/0!"},{"$error":"#DIV/0!"},{"$error":"#DIV/0!"},{"$error":"#DIV/0!"},{"$error":"#DIV/0!"},{"$error":"#DIV/0!"},{"$error":"#DIV/0!"},{"$error":"#DIV/0!"},{"$error":"#DIV/0!"},{"$error":"#DIV/0!"},{"$error":"#DIV/0!"},{"$error":"#DIV/0!"},{"$error":"#DIV/0!"},{"$error":"#DIV/0!"},{"$error":"#DIV/0!"},{"$error":"#DIV/0!"},{"$error":"#DIV/0!"},{"$error":"#DIV/0!"},{"$error":"#DIV/0!"},{"$error":"#DIV/0!"},{"$error":"#DIV/0!"},{"$error":"#DIV/0!"},{"$error":"#DIV/0!"},{"$error":"#DIV/0!"},{"$error":"#DIV/0!"},{"$error":"#DIV/0!"},{"$error":"#DIV/0!"},{"$error":"#DIV/0!"},{"$error":"#DIV/0!"},{"$error":"#DIV/0!"},{"$error":"#DIV/0!"},{"$error":"#DIV/0!"},{"$error":"#DIV/0!"},{"$error":"#DIV/0!"},{"$error":"#DIV/0!"},{"$error":"#DIV/0!"},{"$error":"#DIV/0!"},{"$error":"#DIV/0!"},{"$error":"#DIV/0!"},{"$error":"#DIV/0!"},{"$error":"#DIV/0!"},{"$error":"#DIV/0!"},{"$f":" JKB532","v":{"$error":"#DIV/0!"}},{"$error":"#DIV/0!"},{"$error":"#DIV/0!"},{"$error":"#DIV/0!"},{"$error":"#DIV/0!"},{"$error":"#DIV/0!"},{"$error":"#DIV/0!"},{"$error":"#DIV/0!"},{"$error":"#DIV/0!"},{"$error":"#DIV/0!"},{"$error":"#DIV/0!"},{"$error":"#DIV/0!"},{"$error":"#DIV/0!"},{"$error":"#DIV/0!"},{"$error":"#DIV/0!"},{"$error":"#DIV/0!"},{"$error":"#DIV/0!"},{"$error":"#DIV/0!"},{"$error":"#DIV/0!"},{"$error":"#DIV/0!"},{"$error":"#DIV/0!"},{"$error":"#DIV/0!"},{"$error":"#DIV/0!"},{"$error":"#DIV/0!"},{"$error":"#DIV/0!"},{"$error":"#DIV/0!"},{"$error":"#DIV/0!"},{"$error":"#DIV/0!"},{"$error":"#DIV/0!"},{"$error":"#DIV/0!"},{"$error":"#DIV/0!"},{"$error":"#DIV/0!"},{"$error":"#DIV/0!"},{"$error":"#DIV/0!"},{"$error":"#DIV/0!"},{"$error":"#DIV/0!"},{"$error":"#DIV/0!"},{"$error":"#DIV/0!"},{"$error":"#DIV/0!"},{"$error":"#DIV/0!"},{"$error":"#DIV/0!"},{"$error":"#DIV/0!"},{"$error":"#DIV/0!"},{"$error":"#DIV/0!"},{"$error":"#DIV/0!"},{"$error":"#DIV/0!"},{"$error":"#DIV/0!"},{"$error":"#DIV/0!"},{"$error":"#DIV/0!"},{"$error":"#DIV/0!"},{"$error":"#DIV/0!"},{"$error":"#DIV/0!"},{"$error":"#DIV/0!"},{"$error":"#DIV/0!"},{"$error":"#DIV/0!"},{"$error":"#DIV/0!"},{"$error":"#DIV/0!"},{"$error":"#DIV/0!"},{"$error":"#DIV/0!"},{"$error":"#DIV/0!"},{"$error":"#DIV/0!"},{"$error":"#DIV/0!"},{"$error":"#DIV/0!"},{"$error":"#DIV/0!"},{"$f":" JMN532","v":{"$error":"#DIV/0!"}},{"$error":"#DIV/0!"},{"$error":"#DIV/0!"},{"$error":"#DIV/0!"},{"$error":"#DIV/0!"},{"$error":"#DIV/0!"},{"$error":"#DIV/0!"},{"$error":"#DIV/0!"},{"$error":"#DIV/0!"},{"$error":"#DIV/0!"},{"$error":"#DIV/0!"},{"$error":"#DIV/0!"},{"$error":"#DIV/0!"},{"$error":"#DIV/0!"},{"$error":"#DIV/0!"},{"$error":"#DIV/0!"},{"$error":"#DIV/0!"},{"$error":"#DIV/0!"},{"$error":"#DIV/0!"},{"$error":"#DIV/0!"},{"$error":"#DIV/0!"},{"$error":"#DIV/0!"},{"$error":"#DIV/0!"},{"$error":"#DIV/0!"},{"$error":"#DIV/0!"},{"$error":"#DIV/0!"},{"$error":"#DIV/0!"},{"$error":"#DIV/0!"},{"$error":"#DIV/0!"},{"$error":"#DIV/0!"},{"$error":"#DIV/0!"},{"$error":"#DIV/0!"},{"$error":"#DIV/0!"},{"$error":"#DIV/0!"},{"$error":"#DIV/0!"},{"$error":"#DIV/0!"},{"$error":"#DIV/0!"},{"$error":"#DIV/0!"},{"$error":"#DIV/0!"},{"$error":"#DIV/0!"},{"$error":"#DIV/0!"},{"$error":"#DIV/0!"},{"$error":"#DIV/0!"},{"$error":"#DIV/0!"},{"$error":"#DIV/0!"},{"$error":"#DIV/0!"},{"$error":"#DIV/0!"},{"$error":"#DIV/0!"},{"$error":"#DIV/0!"},{"$error":"#DIV/0!"},{"$error":"#DIV/0!"},{"$error":"#DIV/0!"},{"$error":"#DIV/0!"},{"$error":"#DIV/0!"},{"$error":"#DIV/0!"},{"$error":"#DIV/0!"},{"$error":"#DIV/0!"},{"$error":"#DIV/0!"},{"$error":"#DIV/0!"},{"$error":"#DIV/0!"},{"$error":"#DIV/0!"},{"$error":"#DIV/0!"},{"$error":"#DIV/0!"},{"$error":"#DIV/0!"},{"$f":" JOZ532","v":{"$error":"#DIV/0!"}},{"$error":"#DIV/0!"},{"$error":"#DIV/0!"},{"$error":"#DIV/0!"},{"$error":"#DIV/0!"},{"$error":"#DIV/0!"},{"$error":"#DIV/0!"},{"$error":"#DIV/0!"},{"$error":"#DIV/0!"},{"$error":"#DIV/0!"},{"$error":"#DIV/0!"},{"$error":"#DIV/0!"},{"$error":"#DIV/0!"},{"$error":"#DIV/0!"},{"$error":"#DIV/0!"},{"$error":"#DIV/0!"},{"$error":"#DIV/0!"},{"$error":"#DIV/0!"},{"$error":"#DIV/0!"},{"$error":"#DIV/0!"},{"$error":"#DIV/0!"},{"$error":"#DIV/0!"},{"$error":"#DIV/0!"},{"$error":"#DIV/0!"},{"$error":"#DIV/0!"},{"$error":"#DIV/0!"},{"$error":"#DIV/0!"},{"$error":"#DIV/0!"},{"$error":"#DIV/0!"},{"$error":"#DIV/0!"},{"$error":"#DIV/0!"},{"$error":"#DIV/0!"},{"$error":"#DIV/0!"},{"$error":"#DIV/0!"},{"$error":"#DIV/0!"},{"$error":"#DIV/0!"},{"$error":"#DIV/0!"},{"$error":"#DIV/0!"},{"$error":"#DIV/0!"},{"$error":"#DIV/0!"},{"$error":"#DIV/0!"},{"$error":"#DIV/0!"},{"$error":"#DIV/0!"},{"$error":"#DIV/0!"},{"$error":"#DIV/0!"},{"$error":"#DIV/0!"},{"$error":"#DIV/0!"},{"$error":"#DIV/0!"},{"$error":"#DIV/0!"},{"$error":"#DIV/0!"},{"$error":"#DIV/0!"},{"$error":"#DIV/0!"},{"$error":"#DIV/0!"},{"$error":"#DIV/0!"},{"$error":"#DIV/0!"},{"$error":"#DIV/0!"},{"$error":"#DIV/0!"},{"$error":"#DIV/0!"},{"$error":"#DIV/0!"},{"$error":"#DIV/0!"},{"$error":"#DIV/0!"},{"$error":"#DIV/0!"},{"$error":"#DIV/0!"},{"$error":"#DIV/0!"},{"$f":" JRL532","v":{"$error":"#DIV/0!"}},{"$error":"#DIV/0!"},{"$error":"#DIV/0!"},{"$error":"#DIV/0!"},{"$error":"#DIV/0!"},{"$error":"#DIV/0!"},{"$error":"#DIV/0!"},{"$error":"#DIV/0!"},{"$error":"#DIV/0!"},{"$error":"#DIV/0!"},{"$error":"#DIV/0!"},{"$error":"#DIV/0!"},{"$error":"#DIV/0!"},{"$error":"#DIV/0!"},{"$error":"#DIV/0!"},{"$error":"#DIV/0!"},{"$error":"#DIV/0!"},{"$error":"#DIV/0!"},{"$error":"#DIV/0!"},{"$error":"#DIV/0!"},{"$error":"#DIV/0!"},{"$error":"#DIV/0!"},{"$error":"#DIV/0!"},{"$error":"#DIV/0!"},{"$error":"#DIV/0!"},{"$error":"#DIV/0!"},{"$error":"#DIV/0!"},{"$error":"#DIV/0!"},{"$error":"#DIV/0!"},{"$error":"#DIV/0!"},{"$error":"#DIV/0!"},{"$error":"#DIV/0!"},{"$error":"#DIV/0!"},{"$error":"#DIV/0!"},{"$error":"#DIV/0!"},{"$error":"#DIV/0!"},{"$error":"#DIV/0!"},{"$error":"#DIV/0!"},{"$error":"#DIV/0!"},{"$error":"#DIV/0!"},{"$error":"#DIV/0!"},{"$error":"#DIV/0!"},{"$error":"#DIV/0!"},{"$error":"#DIV/0!"},{"$error":"#DIV/0!"},{"$error":"#DIV/0!"},{"$error":"#DIV/0!"},{"$error":"#DIV/0!"},{"$error":"#DIV/0!"},{"$error":"#DIV/0!"},{"$error":"#DIV/0!"},{"$error":"#DIV/0!"},{"$error":"#DIV/0!"},{"$error":"#DIV/0!"},{"$error":"#DIV/0!"},{"$error":"#DIV/0!"},{"$error":"#DIV/0!"},{"$error":"#DIV/0!"},{"$error":"#DIV/0!"},{"$error":"#DIV/0!"},{"$error":"#DIV/0!"},{"$error":"#DIV/0!"},{"$error":"#DIV/0!"},{"$error":"#DIV/0!"},{"$f":" JTX532","v":{"$error":"#DIV/0!"}},{"$error":"#DIV/0!"},{"$error":"#DIV/0!"},{"$error":"#DIV/0!"},{"$error":"#DIV/0!"},{"$error":"#DIV/0!"},{"$error":"#DIV/0!"},{"$error":"#DIV/0!"},{"$error":"#DIV/0!"},{"$error":"#DIV/0!"},{"$error":"#DIV/0!"},{"$error":"#DIV/0!"},{"$error":"#DIV/0!"},{"$error":"#DIV/0!"},{"$error":"#DIV/0!"},{"$error":"#DIV/0!"},{"$error":"#DIV/0!"},{"$error":"#DIV/0!"},{"$error":"#DIV/0!"},{"$error":"#DIV/0!"},{"$error":"#DIV/0!"},{"$error":"#DIV/0!"},{"$error":"#DIV/0!"},{"$error":"#DIV/0!"},{"$error":"#DIV/0!"},{"$error":"#DIV/0!"},{"$error":"#DIV/0!"},{"$error":"#DIV/0!"},{"$error":"#DIV/0!"},{"$error":"#DIV/0!"},{"$error":"#DIV/0!"},{"$error":"#DIV/0!"},{"$error":"#DIV/0!"},{"$error":"#DIV/0!"},{"$error":"#DIV/0!"},{"$error":"#DIV/0!"},{"$error":"#DIV/0!"},{"$error":"#DIV/0!"},{"$error":"#DIV/0!"},{"$error":"#DIV/0!"},{"$error":"#DIV/0!"},{"$error":"#DIV/0!"},{"$error":"#DIV/0!"},{"$error":"#DIV/0!"},{"$error":"#DIV/0!"},{"$error":"#DIV/0!"},{"$error":"#DIV/0!"},{"$error":"#DIV/0!"},{"$error":"#DIV/0!"},{"$error":"#DIV/0!"},{"$error":"#DIV/0!"},{"$error":"#DIV/0!"},{"$error":"#DIV/0!"},{"$error":"#DIV/0!"},{"$error":"#DIV/0!"},{"$error":"#DIV/0!"},{"$error":"#DIV/0!"},{"$error":"#DIV/0!"},{"$error":"#DIV/0!"},{"$error":"#DIV/0!"},{"$error":"#DIV/0!"},{"$error":"#DIV/0!"},{"$error":"#DIV/0!"},{"$error":"#DIV/0!"},{"$f":" JWJ532","v":{"$error":"#DIV/0!"}},{"$error":"#DIV/0!"},{"$error":"#DIV/0!"},{"$error":"#DIV/0!"},{"$error":"#DIV/0!"},{"$error":"#DIV/0!"},{"$error":"#DIV/0!"},{"$error":"#DIV/0!"},{"$error":"#DIV/0!"},{"$error":"#DIV/0!"},{"$error":"#DIV/0!"},{"$error":"#DIV/0!"},{"$error":"#DIV/0!"},{"$error":"#DIV/0!"},{"$error":"#DIV/0!"},{"$error":"#DIV/0!"},{"$error":"#DIV/0!"},{"$error":"#DIV/0!"},{"$error":"#DIV/0!"},{"$error":"#DIV/0!"},{"$error":"#DIV/0!"},{"$error":"#DIV/0!"},{"$error":"#DIV/0!"},{"$error":"#DIV/0!"},{"$error":"#DIV/0!"},{"$error":"#DIV/0!"},{"$error":"#DIV/0!"},{"$error":"#DIV/0!"},{"$error":"#DIV/0!"},{"$error":"#DIV/0!"},{"$error":"#DIV/0!"},{"$error":"#DIV/0!"},{"$error":"#DIV/0!"},{"$error":"#DIV/0!"},{"$error":"#DIV/0!"},{"$error":"#DIV/0!"},{"$error":"#DIV/0!"},{"$error":"#DIV/0!"},{"$error":"#DIV/0!"},{"$error":"#DIV/0!"},{"$error":"#DIV/0!"},{"$error":"#DIV/0!"},{"$error":"#DIV/0!"},{"$error":"#DIV/0!"},{"$error":"#DIV/0!"},{"$error":"#DIV/0!"},{"$error":"#DIV/0!"},{"$error":"#DIV/0!"},{"$error":"#DIV/0!"},{"$error":"#DIV/0!"},{"$error":"#DIV/0!"},{"$error":"#DIV/0!"},{"$error":"#DIV/0!"},{"$error":"#DIV/0!"},{"$error":"#DIV/0!"},{"$error":"#DIV/0!"},{"$error":"#DIV/0!"},{"$error":"#DIV/0!"},{"$error":"#DIV/0!"},{"$error":"#DIV/0!"},{"$error":"#DIV/0!"},{"$error":"#DIV/0!"},{"$error":"#DIV/0!"},{"$error":"#DIV/0!"},{"$f":" JYV532","v":{"$error":"#DIV/0!"}},{"$error":"#DIV/0!"},{"$error":"#DIV/0!"},{"$error":"#DIV/0!"},{"$error":"#DIV/0!"},{"$error":"#DIV/0!"},{"$error":"#DIV/0!"},{"$error":"#DIV/0!"},{"$error":"#DIV/0!"},{"$error":"#DIV/0!"},{"$error":"#DIV/0!"},{"$error":"#DIV/0!"},{"$error":"#DIV/0!"},{"$error":"#DIV/0!"},{"$error":"#DIV/0!"},{"$error":"#DIV/0!"},{"$error":"#DIV/0!"},{"$error":"#DIV/0!"},{"$error":"#DIV/0!"},{"$error":"#DIV/0!"},{"$error":"#DIV/0!"},{"$error":"#DIV/0!"},{"$error":"#DIV/0!"},{"$error":"#DIV/0!"},{"$error":"#DIV/0!"},{"$error":"#DIV/0!"},{"$error":"#DIV/0!"},{"$error":"#DIV/0!"},{"$error":"#DIV/0!"},{"$error":"#DIV/0!"},{"$error":"#DIV/0!"},{"$error":"#DIV/0!"},{"$error":"#DIV/0!"},{"$error":"#DIV/0!"},{"$error":"#DIV/0!"},{"$error":"#DIV/0!"},{"$error":"#DIV/0!"},{"$error":"#DIV/0!"},{"$error":"#DIV/0!"},{"$error":"#DIV/0!"},{"$error":"#DIV/0!"},{"$error":"#DIV/0!"},{"$error":"#DIV/0!"},{"$error":"#DIV/0!"},{"$error":"#DIV/0!"},{"$error":"#DIV/0!"},{"$error":"#DIV/0!"},{"$error":"#DIV/0!"},{"$error":"#DIV/0!"},{"$error":"#DIV/0!"},{"$error":"#DIV/0!"},{"$error":"#DIV/0!"},{"$error":"#DIV/0!"},{"$error":"#DIV/0!"},{"$error":"#DIV/0!"},{"$error":"#DIV/0!"},{"$error":"#DIV/0!"},{"$error":"#DIV/0!"},{"$error":"#DIV/0!"},{"$error":"#DIV/0!"},{"$error":"#DIV/0!"},{"$error":"#DIV/0!"},{"$error":"#DIV/0!"},{"$error":"#DIV/0!"},{"$f":" KBH532","v":{"$error":"#DIV/0!"}},{"$error":"#DIV/0!"},{"$error":"#DIV/0!"},{"$error":"#DIV/0!"},{"$error":"#DIV/0!"},{"$error":"#DIV/0!"},{"$error":"#DIV/0!"},{"$error":"#DIV/0!"},{"$error":"#DIV/0!"},{"$error":"#DIV/0!"},{"$error":"#DIV/0!"},{"$error":"#DIV/0!"},{"$error":"#DIV/0!"},{"$error":"#DIV/0!"},{"$error":"#DIV/0!"},{"$error":"#DIV/0!"},{"$error":"#DIV/0!"},{"$error":"#DIV/0!"},{"$error":"#DIV/0!"},{"$error":"#DIV/0!"},{"$error":"#DIV/0!"},{"$error":"#DIV/0!"},{"$error":"#DIV/0!"},{"$error":"#DIV/0!"},{"$error":"#DIV/0!"},{"$error":"#DIV/0!"},{"$error":"#DIV/0!"},{"$error":"#DIV/0!"},{"$error":"#DIV/0!"},{"$error":"#DIV/0!"},{"$error":"#DIV/0!"},{"$error":"#DIV/0!"},{"$error":"#DIV/0!"},{"$error":"#DIV/0!"},{"$error":"#DIV/0!"},{"$error":"#DIV/0!"},{"$error":"#DIV/0!"},{"$error":"#DIV/0!"},{"$error":"#DIV/0!"},{"$error":"#DIV/0!"},{"$error":"#DIV/0!"},{"$error":"#DIV/0!"},{"$error":"#DIV/0!"},{"$error":"#DIV/0!"},{"$error":"#DIV/0!"},{"$error":"#DIV/0!"},{"$error":"#DIV/0!"},{"$error":"#DIV/0!"},{"$error":"#DIV/0!"},{"$error":"#DIV/0!"},{"$error":"#DIV/0!"},{"$error":"#DIV/0!"},{"$error":"#DIV/0!"},{"$error":"#DIV/0!"},{"$error":"#DIV/0!"},{"$error":"#DIV/0!"},{"$error":"#DIV/0!"},{"$error":"#DIV/0!"},{"$error":"#DIV/0!"},{"$error":"#DIV/0!"},{"$error":"#DIV/0!"},{"$error":"#DIV/0!"},{"$error":"#DIV/0!"},{"$error":"#DIV/0!"},{"$f":" KDT532","v":{"$error":"#DIV/0!"}},{"$error":"#DIV/0!"},{"$error":"#DIV/0!"},{"$error":"#DIV/0!"},{"$error":"#DIV/0!"},{"$error":"#DIV/0!"},{"$error":"#DIV/0!"},{"$error":"#DIV/0!"},{"$error":"#DIV/0!"},{"$error":"#DIV/0!"},{"$error":"#DIV/0!"},{"$error":"#DIV/0!"},{"$error":"#DIV/0!"},{"$error":"#DIV/0!"},{"$error":"#DIV/0!"},{"$error":"#DIV/0!"},{"$error":"#DIV/0!"},{"$error":"#DIV/0!"},{"$error":"#DIV/0!"},{"$error":"#DIV/0!"},{"$error":"#DIV/0!"},{"$error":"#DIV/0!"},{"$error":"#DIV/0!"},{"$error":"#DIV/0!"},{"$error":"#DIV/0!"},{"$error":"#DIV/0!"},{"$error":"#DIV/0!"},{"$error":"#DIV/0!"},{"$error":"#DIV/0!"},{"$error":"#DIV/0!"},{"$error":"#DIV/0!"},{"$error":"#DIV/0!"},{"$error":"#DIV/0!"},{"$error":"#DIV/0!"},{"$error":"#DIV/0!"},{"$error":"#DIV/0!"},{"$error":"#DIV/0!"},{"$error":"#DIV/0!"},{"$error":"#DIV/0!"},{"$error":"#DIV/0!"},{"$error":"#DIV/0!"},{"$error":"#DIV/0!"},{"$error":"#DIV/0!"},{"$error":"#DIV/0!"},{"$error":"#DIV/0!"},{"$error":"#DIV/0!"},{"$error":"#DIV/0!"},{"$error":"#DIV/0!"},{"$error":"#DIV/0!"},{"$error":"#DIV/0!"},{"$error":"#DIV/0!"},{"$error":"#DIV/0!"},{"$error":"#DIV/0!"},{"$error":"#DIV/0!"},{"$error":"#DIV/0!"},{"$error":"#DIV/0!"},{"$error":"#DIV/0!"},{"$error":"#DIV/0!"},{"$error":"#DIV/0!"},{"$error":"#DIV/0!"},{"$error":"#DIV/0!"},{"$error":"#DIV/0!"},{"$error":"#DIV/0!"},{"$error":"#DIV/0!"},{"$f":" KGF532","v":{"$error":"#DIV/0!"}},{"$error":"#DIV/0!"},{"$error":"#DIV/0!"},{"$error":"#DIV/0!"},{"$error":"#DIV/0!"},{"$error":"#DIV/0!"},{"$error":"#DIV/0!"},{"$error":"#DIV/0!"},{"$error":"#DIV/0!"},{"$error":"#DIV/0!"},{"$error":"#DIV/0!"},{"$error":"#DIV/0!"},{"$error":"#DIV/0!"},{"$error":"#DIV/0!"},{"$error":"#DIV/0!"},{"$error":"#DIV/0!"},{"$error":"#DIV/0!"},{"$error":"#DIV/0!"},{"$error":"#DIV/0!"},{"$error":"#DIV/0!"},{"$error":"#DIV/0!"},{"$error":"#DIV/0!"},{"$error":"#DIV/0!"},{"$error":"#DIV/0!"},{"$error":"#DIV/0!"},{"$error":"#DIV/0!"},{"$error":"#DIV/0!"},{"$error":"#DIV/0!"},{"$error":"#DIV/0!"},{"$error":"#DIV/0!"},{"$error":"#DIV/0!"},{"$error":"#DIV/0!"},{"$error":"#DIV/0!"},{"$error":"#DIV/0!"},{"$error":"#DIV/0!"},{"$error":"#DIV/0!"},{"$error":"#DIV/0!"},{"$error":"#DIV/0!"},{"$error":"#DIV/0!"},{"$error":"#DIV/0!"},{"$error":"#DIV/0!"},{"$error":"#DIV/0!"},{"$error":"#DIV/0!"},{"$error":"#DIV/0!"},{"$error":"#DIV/0!"},{"$error":"#DIV/0!"},{"$error":"#DIV/0!"},{"$error":"#DIV/0!"},{"$error":"#DIV/0!"},{"$error":"#DIV/0!"},{"$error":"#DIV/0!"},{"$error":"#DIV/0!"},{"$error":"#DIV/0!"},{"$error":"#DIV/0!"},{"$error":"#DIV/0!"},{"$error":"#DIV/0!"},{"$error":"#DIV/0!"},{"$error":"#DIV/0!"},{"$error":"#DIV/0!"},{"$error":"#DIV/0!"},{"$error":"#DIV/0!"},{"$error":"#DIV/0!"},{"$error":"#DIV/0!"},{"$error":"#DIV/0!"},{"$f":" KIR532","v":{"$error":"#DIV/0!"}},{"$error":"#DIV/0!"},{"$error":"#DIV/0!"},{"$error":"#DIV/0!"},{"$error":"#DIV/0!"},{"$error":"#DIV/0!"},{"$error":"#DIV/0!"},{"$error":"#DIV/0!"},{"$error":"#DIV/0!"},{"$error":"#DIV/0!"},{"$error":"#DIV/0!"},{"$error":"#DIV/0!"},{"$error":"#DIV/0!"},{"$error":"#DIV/0!"},{"$error":"#DIV/0!"},{"$error":"#DIV/0!"},{"$error":"#DIV/0!"},{"$error":"#DIV/0!"},{"$error":"#DIV/0!"},{"$error":"#DIV/0!"},{"$error":"#DIV/0!"},{"$error":"#DIV/0!"},{"$error":"#DIV/0!"},{"$error":"#DIV/0!"},{"$error":"#DIV/0!"},{"$error":"#DIV/0!"},{"$error":"#DIV/0!"},{"$error":"#DIV/0!"},{"$error":"#DIV/0!"},{"$error":"#DIV/0!"},{"$error":"#DIV/0!"},{"$error":"#DIV/0!"},{"$error":"#DIV/0!"},{"$error":"#DIV/0!"},{"$error":"#DIV/0!"},{"$error":"#DIV/0!"},{"$error":"#DIV/0!"},{"$error":"#DIV/0!"},{"$error":"#DIV/0!"},{"$error":"#DIV/0!"},{"$error":"#DIV/0!"},{"$error":"#DIV/0!"},{"$error":"#DIV/0!"},{"$error":"#DIV/0!"},{"$error":"#DIV/0!"},{"$error":"#DIV/0!"},{"$error":"#DIV/0!"},{"$error":"#DIV/0!"},{"$error":"#DIV/0!"},{"$error":"#DIV/0!"},{"$error":"#DIV/0!"},{"$error":"#DIV/0!"},{"$error":"#DIV/0!"},{"$error":"#DIV/0!"},{"$error":"#DIV/0!"},{"$error":"#DIV/0!"},{"$error":"#DIV/0!"},{"$error":"#DIV/0!"},{"$error":"#DIV/0!"},{"$error":"#DIV/0!"},{"$error":"#DIV/0!"},{"$error":"#DIV/0!"},{"$error":"#DIV/0!"},{"$error":"#DIV/0!"},{"$f":" KLD532","v":{"$error":"#DIV/0!"}},{"$error":"#DIV/0!"},{"$error":"#DIV/0!"},{"$error":"#DIV/0!"},{"$error":"#DIV/0!"},{"$error":"#DIV/0!"},{"$error":"#DIV/0!"},{"$error":"#DIV/0!"},{"$error":"#DIV/0!"},{"$error":"#DIV/0!"},{"$error":"#DIV/0!"},{"$error":"#DIV/0!"},{"$error":"#DIV/0!"},{"$error":"#DIV/0!"},{"$error":"#DIV/0!"},{"$error":"#DIV/0!"},{"$error":"#DIV/0!"},{"$error":"#DIV/0!"},{"$error":"#DIV/0!"},{"$error":"#DIV/0!"},{"$error":"#DIV/0!"},{"$error":"#DIV/0!"},{"$error":"#DIV/0!"},{"$error":"#DIV/0!"},{"$error":"#DIV/0!"},{"$error":"#DIV/0!"},{"$error":"#DIV/0!"},{"$error":"#DIV/0!"},{"$error":"#DIV/0!"},{"$error":"#DIV/0!"},{"$error":"#DIV/0!"},{"$error":"#DIV/0!"},{"$error":"#DIV/0!"},{"$error":"#DIV/0!"},{"$error":"#DIV/0!"},{"$error":"#DIV/0!"},{"$error":"#DIV/0!"},{"$error":"#DIV/0!"},{"$error":"#DIV/0!"},{"$error":"#DIV/0!"},{"$error":"#DIV/0!"},{"$error":"#DIV/0!"},{"$error":"#DIV/0!"},{"$error":"#DIV/0!"},{"$error":"#DIV/0!"},{"$error":"#DIV/0!"},{"$error":"#DIV/0!"},{"$error":"#DIV/0!"},{"$error":"#DIV/0!"},{"$error":"#DIV/0!"},{"$error":"#DIV/0!"},{"$error":"#DIV/0!"},{"$error":"#DIV/0!"},{"$error":"#DIV/0!"},{"$error":"#DIV/0!"},{"$error":"#DIV/0!"},{"$error":"#DIV/0!"},{"$error":"#DIV/0!"},{"$error":"#DIV/0!"},{"$error":"#DIV/0!"},{"$error":"#DIV/0!"},{"$error":"#DIV/0!"},{"$error":"#DIV/0!"},{"$error":"#DIV/0!"},{"$f":" KNP532","v":{"$error":"#DIV/0!"}},{"$error":"#DIV/0!"},{"$error":"#DIV/0!"},{"$error":"#DIV/0!"},{"$error":"#DIV/0!"},{"$error":"#DIV/0!"},{"$error":"#DIV/0!"},{"$error":"#DIV/0!"},{"$error":"#DIV/0!"},{"$error":"#DIV/0!"},{"$error":"#DIV/0!"},{"$error":"#DIV/0!"},{"$error":"#DIV/0!"},{"$error":"#DIV/0!"},{"$error":"#DIV/0!"},{"$error":"#DIV/0!"},{"$error":"#DIV/0!"},{"$error":"#DIV/0!"},{"$error":"#DIV/0!"},{"$error":"#DIV/0!"},{"$error":"#DIV/0!"},{"$error":"#DIV/0!"},{"$error":"#DIV/0!"},{"$error":"#DIV/0!"},{"$error":"#DIV/0!"},{"$error":"#DIV/0!"},{"$error":"#DIV/0!"},{"$error":"#DIV/0!"},{"$error":"#DIV/0!"},{"$error":"#DIV/0!"},{"$error":"#DIV/0!"},{"$error":"#DIV/0!"},{"$error":"#DIV/0!"},{"$error":"#DIV/0!"},{"$error":"#DIV/0!"},{"$error":"#DIV/0!"},{"$error":"#DIV/0!"},{"$error":"#DIV/0!"},{"$error":"#DIV/0!"},{"$error":"#DIV/0!"},{"$error":"#DIV/0!"},{"$error":"#DIV/0!"},{"$error":"#DIV/0!"},{"$error":"#DIV/0!"},{"$error":"#DIV/0!"},{"$error":"#DIV/0!"},{"$error":"#DIV/0!"},{"$error":"#DIV/0!"},{"$error":"#DIV/0!"},{"$error":"#DIV/0!"},{"$error":"#DIV/0!"},{"$error":"#DIV/0!"},{"$error":"#DIV/0!"},{"$error":"#DIV/0!"},{"$error":"#DIV/0!"},{"$error":"#DIV/0!"},{"$error":"#DIV/0!"},{"$error":"#DIV/0!"},{"$error":"#DIV/0!"},{"$error":"#DIV/0!"},{"$error":"#DIV/0!"},{"$error":"#DIV/0!"},{"$error":"#DIV/0!"},{"$error":"#DIV/0!"},{"$f":" KQB532","v":{"$error":"#DIV/0!"}},{"$error":"#DIV/0!"},{"$error":"#DIV/0!"},{"$error":"#DIV/0!"},{"$error":"#DIV/0!"},{"$error":"#DIV/0!"},{"$error":"#DIV/0!"},{"$error":"#DIV/0!"},{"$error":"#DIV/0!"},{"$error":"#DIV/0!"},{"$error":"#DIV/0!"},{"$error":"#DIV/0!"},{"$error":"#DIV/0!"},{"$error":"#DIV/0!"},{"$error":"#DIV/0!"},{"$error":"#DIV/0!"},{"$error":"#DIV/0!"},{"$error":"#DIV/0!"},{"$error":"#DIV/0!"},{"$error":"#DIV/0!"},{"$error":"#DIV/0!"},{"$error":"#DIV/0!"},{"$error":"#DIV/0!"},{"$error":"#DIV/0!"},{"$error":"#DIV/0!"},{"$error":"#DIV/0!"},{"$error":"#DIV/0!"},{"$error":"#DIV/0!"},{"$error":"#DIV/0!"},{"$error":"#DIV/0!"},{"$error":"#DIV/0!"},{"$error":"#DIV/0!"},{"$error":"#DIV/0!"},{"$error":"#DIV/0!"},{"$error":"#DIV/0!"},{"$error":"#DIV/0!"},{"$error":"#DIV/0!"},{"$error":"#DIV/0!"},{"$error":"#DIV/0!"},{"$error":"#DIV/0!"},{"$error":"#DIV/0!"},{"$error":"#DIV/0!"},{"$error":"#DIV/0!"},{"$error":"#DIV/0!"},{"$error":"#DIV/0!"},{"$error":"#DIV/0!"},{"$error":"#DIV/0!"},{"$error":"#DIV/0!"},{"$error":"#DIV/0!"},{"$error":"#DIV/0!"},{"$error":"#DIV/0!"},{"$error":"#DIV/0!"},{"$error":"#DIV/0!"},{"$error":"#DIV/0!"},{"$error":"#DIV/0!"},{"$error":"#DIV/0!"},{"$error":"#DIV/0!"},{"$error":"#DIV/0!"},{"$error":"#DIV/0!"},{"$error":"#DIV/0!"},{"$error":"#DIV/0!"},{"$error":"#DIV/0!"},{"$error":"#DIV/0!"},{"$error":"#DIV/0!"},{"$f":" KSN532","v":{"$error":"#DIV/0!"}},{"$error":"#DIV/0!"},{"$error":"#DIV/0!"},{"$error":"#DIV/0!"},{"$error":"#DIV/0!"},{"$error":"#DIV/0!"},{"$error":"#DIV/0!"},{"$error":"#DIV/0!"},{"$error":"#DIV/0!"},{"$error":"#DIV/0!"},{"$error":"#DIV/0!"},{"$error":"#DIV/0!"},{"$error":"#DIV/0!"},{"$error":"#DIV/0!"},{"$error":"#DIV/0!"},{"$error":"#DIV/0!"},{"$error":"#DIV/0!"},{"$error":"#DIV/0!"},{"$error":"#DIV/0!"},{"$error":"#DIV/0!"},{"$error":"#DIV/0!"},{"$error":"#DIV/0!"},{"$error":"#DIV/0!"},{"$error":"#DIV/0!"},{"$error":"#DIV/0!"},{"$error":"#DIV/0!"},{"$error":"#DIV/0!"},{"$error":"#DIV/0!"},{"$error":"#DIV/0!"},{"$error":"#DIV/0!"},{"$error":"#DIV/0!"},{"$error":"#DIV/0!"},{"$error":"#DIV/0!"},{"$error":"#DIV/0!"},{"$error":"#DIV/0!"},{"$error":"#DIV/0!"},{"$error":"#DIV/0!"},{"$error":"#DIV/0!"},{"$error":"#DIV/0!"},{"$error":"#DIV/0!"},{"$error":"#DIV/0!"},{"$error":"#DIV/0!"},{"$error":"#DIV/0!"},{"$error":"#DIV/0!"},{"$error":"#DIV/0!"},{"$error":"#DIV/0!"},{"$error":"#DIV/0!"},{"$error":"#DIV/0!"},{"$error":"#DIV/0!"},{"$error":"#DIV/0!"},{"$error":"#DIV/0!"},{"$error":"#DIV/0!"},{"$error":"#DIV/0!"},{"$error":"#DIV/0!"},{"$error":"#DIV/0!"},{"$error":"#DIV/0!"},{"$error":"#DIV/0!"},{"$error":"#DIV/0!"},{"$error":"#DIV/0!"},{"$error":"#DIV/0!"},{"$error":"#DIV/0!"},{"$error":"#DIV/0!"},{"$error":"#DIV/0!"},{"$error":"#DIV/0!"},{"$f":" KUZ532","v":{"$error":"#DIV/0!"}},{"$error":"#DIV/0!"},{"$error":"#DIV/0!"},{"$error":"#DIV/0!"},{"$error":"#DIV/0!"},{"$error":"#DIV/0!"},{"$error":"#DIV/0!"},{"$error":"#DIV/0!"},{"$error":"#DIV/0!"},{"$error":"#DIV/0!"},{"$error":"#DIV/0!"},{"$error":"#DIV/0!"},{"$error":"#DIV/0!"},{"$error":"#DIV/0!"},{"$error":"#DIV/0!"},{"$error":"#DIV/0!"},{"$error":"#DIV/0!"},{"$error":"#DIV/0!"},{"$error":"#DIV/0!"},{"$error":"#DIV/0!"},{"$error":"#DIV/0!"},{"$error":"#DIV/0!"},{"$error":"#DIV/0!"},{"$error":"#DIV/0!"},{"$error":"#DIV/0!"},{"$error":"#DIV/0!"},{"$error":"#DIV/0!"},{"$error":"#DIV/0!"},{"$error":"#DIV/0!"},{"$error":"#DIV/0!"},{"$error":"#DIV/0!"},{"$error":"#DIV/0!"},{"$error":"#DIV/0!"},{"$error":"#DIV/0!"},{"$error":"#DIV/0!"},{"$error":"#DIV/0!"},{"$error":"#DIV/0!"},{"$error":"#DIV/0!"},{"$error":"#DIV/0!"},{"$error":"#DIV/0!"},{"$error":"#DIV/0!"},{"$error":"#DIV/0!"},{"$error":"#DIV/0!"},{"$error":"#DIV/0!"},{"$error":"#DIV/0!"},{"$error":"#DIV/0!"},{"$error":"#DIV/0!"},{"$error":"#DIV/0!"},{"$error":"#DIV/0!"},{"$error":"#DIV/0!"},{"$error":"#DIV/0!"},{"$error":"#DIV/0!"},{"$error":"#DIV/0!"},{"$error":"#DIV/0!"},{"$error":"#DIV/0!"},{"$error":"#DIV/0!"},{"$error":"#DIV/0!"},{"$error":"#DIV/0!"},{"$error":"#DIV/0!"},{"$error":"#DIV/0!"},{"$error":"#DIV/0!"},{"$error":"#DIV/0!"},{"$error":"#DIV/0!"},{"$error":"#DIV/0!"},{"$f":" KXL532","v":{"$error":"#DIV/0!"}},{"$error":"#DIV/0!"},{"$error":"#DIV/0!"},{"$error":"#DIV/0!"},{"$error":"#DIV/0!"},{"$error":"#DIV/0!"},{"$error":"#DIV/0!"},{"$error":"#DIV/0!"},{"$error":"#DIV/0!"},{"$error":"#DIV/0!"},{"$error":"#DIV/0!"},{"$error":"#DIV/0!"},{"$error":"#DIV/0!"},{"$error":"#DIV/0!"},{"$error":"#DIV/0!"},{"$error":"#DIV/0!"},{"$error":"#DIV/0!"},{"$error":"#DIV/0!"},{"$error":"#DIV/0!"},{"$error":"#DIV/0!"},{"$error":"#DIV/0!"},{"$error":"#DIV/0!"},{"$error":"#DIV/0!"},{"$error":"#DIV/0!"},{"$error":"#DIV/0!"},{"$error":"#DIV/0!"},{"$error":"#DIV/0!"},{"$error":"#DIV/0!"},{"$error":"#DIV/0!"},{"$error":"#DIV/0!"},{"$error":"#DIV/0!"},{"$error":"#DIV/0!"},{"$error":"#DIV/0!"},{"$error":"#DIV/0!"},{"$error":"#DIV/0!"},{"$error":"#DIV/0!"},{"$error":"#DIV/0!"},{"$error":"#DIV/0!"},{"$error":"#DIV/0!"},{"$error":"#DIV/0!"},{"$error":"#DIV/0!"},{"$error":"#DIV/0!"},{"$error":"#DIV/0!"},{"$error":"#DIV/0!"},{"$error":"#DIV/0!"},{"$error":"#DIV/0!"},{"$error":"#DIV/0!"},{"$error":"#DIV/0!"},{"$error":"#DIV/0!"},{"$error":"#DIV/0!"},{"$error":"#DIV/0!"},{"$error":"#DIV/0!"},{"$error":"#DIV/0!"},{"$error":"#DIV/0!"},{"$error":"#DIV/0!"},{"$error":"#DIV/0!"},{"$error":"#DIV/0!"},{"$error":"#DIV/0!"},{"$error":"#DIV/0!"},{"$error":"#DIV/0!"},{"$error":"#DIV/0!"},{"$error":"#DIV/0!"},{"$error":"#DIV/0!"},{"$error":"#DIV/0!"},{"$f":" KZX532","v":{"$error":"#DIV/0!"}},{"$error":"#DIV/0!"},{"$error":"#DIV/0!"},{"$error":"#DIV/0!"},{"$error":"#DIV/0!"},{"$error":"#DIV/0!"},{"$error":"#DIV/0!"},{"$error":"#DIV/0!"},{"$error":"#DIV/0!"},{"$error":"#DIV/0!"},{"$error":"#DIV/0!"},{"$error":"#DIV/0!"},{"$error":"#DIV/0!"},{"$error":"#DIV/0!"},{"$error":"#DIV/0!"},{"$error":"#DIV/0!"},{"$error":"#DIV/0!"},{"$error":"#DIV/0!"},{"$error":"#DIV/0!"},{"$error":"#DIV/0!"},{"$error":"#DIV/0!"},{"$error":"#DIV/0!"},{"$error":"#DIV/0!"},{"$error":"#DIV/0!"},{"$error":"#DIV/0!"},{"$error":"#DIV/0!"},{"$error":"#DIV/0!"},{"$error":"#DIV/0!"},{"$error":"#DIV/0!"},{"$error":"#DIV/0!"},{"$error":"#DIV/0!"},{"$error":"#DIV/0!"},{"$error":"#DIV/0!"},{"$error":"#DIV/0!"},{"$error":"#DIV/0!"},{"$error":"#DIV/0!"},{"$error":"#DIV/0!"},{"$error":"#DIV/0!"},{"$error":"#DIV/0!"},{"$error":"#DIV/0!"},{"$error":"#DIV/0!"},{"$error":"#DIV/0!"},{"$error":"#DIV/0!"},{"$error":"#DIV/0!"},{"$error":"#DIV/0!"},{"$error":"#DIV/0!"},{"$error":"#DIV/0!"},{"$error":"#DIV/0!"},{"$error":"#DIV/0!"},{"$error":"#DIV/0!"},{"$error":"#DIV/0!"},{"$error":"#DIV/0!"},{"$error":"#DIV/0!"},{"$error":"#DIV/0!"},{"$error":"#DIV/0!"},{"$error":"#DIV/0!"},{"$error":"#DIV/0!"},{"$error":"#DIV/0!"},{"$error":"#DIV/0!"},{"$error":"#DIV/0!"},{"$error":"#DIV/0!"},{"$error":"#DIV/0!"},{"$error":"#DIV/0!"},{"$error":"#DIV/0!"},{"$f":" LCJ532","v":{"$error":"#DIV/0!"}},{"$error":"#DIV/0!"},{"$error":"#DIV/0!"},{"$error":"#DIV/0!"},{"$error":"#DIV/0!"},{"$error":"#DIV/0!"},{"$error":"#DIV/0!"},{"$error":"#DIV/0!"},{"$error":"#DIV/0!"},{"$error":"#DIV/0!"},{"$error":"#DIV/0!"},{"$error":"#DIV/0!"},{"$error":"#DIV/0!"},{"$error":"#DIV/0!"},{"$error":"#DIV/0!"},{"$error":"#DIV/0!"},{"$error":"#DIV/0!"},{"$error":"#DIV/0!"},{"$error":"#DIV/0!"},{"$error":"#DIV/0!"},{"$error":"#DIV/0!"},{"$error":"#DIV/0!"},{"$error":"#DIV/0!"},{"$error":"#DIV/0!"},{"$error":"#DIV/0!"},{"$error":"#DIV/0!"},{"$error":"#DIV/0!"},{"$error":"#DIV/0!"},{"$error":"#DIV/0!"},{"$error":"#DIV/0!"},{"$error":"#DIV/0!"},{"$error":"#DIV/0!"},{"$error":"#DIV/0!"},{"$error":"#DIV/0!"},{"$error":"#DIV/0!"},{"$error":"#DIV/0!"},{"$error":"#DIV/0!"},{"$error":"#DIV/0!"},{"$error":"#DIV/0!"},{"$error":"#DIV/0!"},{"$error":"#DIV/0!"},{"$error":"#DIV/0!"},{"$error":"#DIV/0!"},{"$error":"#DIV/0!"},{"$error":"#DIV/0!"},{"$error":"#DIV/0!"},{"$error":"#DIV/0!"},{"$error":"#DIV/0!"},{"$error":"#DIV/0!"},{"$error":"#DIV/0!"},{"$error":"#DIV/0!"},{"$error":"#DIV/0!"},{"$error":"#DIV/0!"},{"$error":"#DIV/0!"},{"$error":"#DIV/0!"},{"$error":"#DIV/0!"},{"$error":"#DIV/0!"},{"$error":"#DIV/0!"},{"$error":"#DIV/0!"},{"$error":"#DIV/0!"},{"$error":"#DIV/0!"},{"$error":"#DIV/0!"},{"$error":"#DIV/0!"},{"$error":"#DIV/0!"},{"$f":" LEV532","v":{"$error":"#DIV/0!"}},{"$error":"#DIV/0!"},{"$error":"#DIV/0!"},{"$error":"#DIV/0!"},{"$error":"#DIV/0!"},{"$error":"#DIV/0!"},{"$error":"#DIV/0!"},{"$error":"#DIV/0!"},{"$error":"#DIV/0!"},{"$error":"#DIV/0!"},{"$error":"#DIV/0!"},{"$error":"#DIV/0!"},{"$error":"#DIV/0!"},{"$error":"#DIV/0!"},{"$error":"#DIV/0!"},{"$error":"#DIV/0!"},{"$error":"#DIV/0!"},{"$error":"#DIV/0!"},{"$error":"#DIV/0!"},{"$error":"#DIV/0!"},{"$error":"#DIV/0!"},{"$error":"#DIV/0!"},{"$error":"#DIV/0!"},{"$error":"#DIV/0!"},{"$error":"#DIV/0!"},{"$error":"#DIV/0!"},{"$error":"#DIV/0!"},{"$error":"#DIV/0!"},{"$error":"#DIV/0!"},{"$error":"#DIV/0!"},{"$error":"#DIV/0!"},{"$error":"#DIV/0!"},{"$error":"#DIV/0!"},{"$error":"#DIV/0!"},{"$error":"#DIV/0!"},{"$error":"#DIV/0!"},{"$error":"#DIV/0!"},{"$error":"#DIV/0!"},{"$error":"#DIV/0!"},{"$error":"#DIV/0!"},{"$error":"#DIV/0!"},{"$error":"#DIV/0!"},{"$error":"#DIV/0!"},{"$error":"#DIV/0!"},{"$error":"#DIV/0!"},{"$error":"#DIV/0!"},{"$error":"#DIV/0!"},{"$error":"#DIV/0!"},{"$error":"#DIV/0!"},{"$error":"#DIV/0!"},{"$error":"#DIV/0!"},{"$error":"#DIV/0!"},{"$error":"#DIV/0!"},{"$error":"#DIV/0!"},{"$error":"#DIV/0!"},{"$error":"#DIV/0!"},{"$error":"#DIV/0!"},{"$error":"#DIV/0!"},{"$error":"#DIV/0!"},{"$error":"#DIV/0!"},{"$error":"#DIV/0!"},{"$error":"#DIV/0!"},{"$error":"#DIV/0!"},{"$error":"#DIV/0!"},{"$f":" LHH532","v":{"$error":"#DIV/0!"}},{"$error":"#DIV/0!"},{"$error":"#DIV/0!"},{"$error":"#DIV/0!"},{"$error":"#DIV/0!"},{"$error":"#DIV/0!"},{"$error":"#DIV/0!"},{"$error":"#DIV/0!"},{"$error":"#DIV/0!"},{"$error":"#DIV/0!"},{"$error":"#DIV/0!"},{"$error":"#DIV/0!"},{"$error":"#DIV/0!"},{"$error":"#DIV/0!"},{"$error":"#DIV/0!"},{"$error":"#DIV/0!"},{"$error":"#DIV/0!"},{"$error":"#DIV/0!"},{"$error":"#DIV/0!"},{"$error":"#DIV/0!"},{"$error":"#DIV/0!"},{"$error":"#DIV/0!"},{"$error":"#DIV/0!"},{"$error":"#DIV/0!"},{"$error":"#DIV/0!"},{"$error":"#DIV/0!"},{"$error":"#DIV/0!"},{"$error":"#DIV/0!"},{"$error":"#DIV/0!"},{"$error":"#DIV/0!"},{"$error":"#DIV/0!"},{"$error":"#DIV/0!"},{"$error":"#DIV/0!"},{"$error":"#DIV/0!"},{"$error":"#DIV/0!"},{"$error":"#DIV/0!"},{"$error":"#DIV/0!"},{"$error":"#DIV/0!"},{"$error":"#DIV/0!"},{"$error":"#DIV/0!"},{"$error":"#DIV/0!"},{"$error":"#DIV/0!"},{"$error":"#DIV/0!"},{"$error":"#DIV/0!"},{"$error":"#DIV/0!"},{"$error":"#DIV/0!"},{"$error":"#DIV/0!"},{"$error":"#DIV/0!"},{"$error":"#DIV/0!"},{"$error":"#DIV/0!"},{"$error":"#DIV/0!"},{"$error":"#DIV/0!"},{"$error":"#DIV/0!"},{"$error":"#DIV/0!"},{"$error":"#DIV/0!"},{"$error":"#DIV/0!"},{"$error":"#DIV/0!"},{"$error":"#DIV/0!"},{"$error":"#DIV/0!"},{"$error":"#DIV/0!"},{"$error":"#DIV/0!"},{"$error":"#DIV/0!"},{"$error":"#DIV/0!"},{"$error":"#DIV/0!"},{"$f":" LJT532","v":{"$error":"#DIV/0!"}},{"$error":"#DIV/0!"},{"$error":"#DIV/0!"},{"$error":"#DIV/0!"},{"$error":"#DIV/0!"},{"$error":"#DIV/0!"},{"$error":"#DIV/0!"},{"$error":"#DIV/0!"},{"$error":"#DIV/0!"},{"$error":"#DIV/0!"},{"$error":"#DIV/0!"},{"$error":"#DIV/0!"},{"$error":"#DIV/0!"},{"$error":"#DIV/0!"},{"$error":"#DIV/0!"},{"$error":"#DIV/0!"},{"$error":"#DIV/0!"},{"$error":"#DIV/0!"},{"$error":"#DIV/0!"},{"$error":"#DIV/0!"},{"$error":"#DIV/0!"},{"$error":"#DIV/0!"},{"$error":"#DIV/0!"},{"$error":"#DIV/0!"},{"$error":"#DIV/0!"},{"$error":"#DIV/0!"},{"$error":"#DIV/0!"},{"$error":"#DIV/0!"},{"$error":"#DIV/0!"},{"$error":"#DIV/0!"},{"$error":"#DIV/0!"},{"$error":"#DIV/0!"},{"$error":"#DIV/0!"},{"$error":"#DIV/0!"},{"$error":"#DIV/0!"},{"$error":"#DIV/0!"},{"$error":"#DIV/0!"},{"$error":"#DIV/0!"},{"$error":"#DIV/0!"},{"$error":"#DIV/0!"},{"$error":"#DIV/0!"},{"$error":"#DIV/0!"},{"$error":"#DIV/0!"},{"$error":"#DIV/0!"},{"$error":"#DIV/0!"},{"$error":"#DIV/0!"},{"$error":"#DIV/0!"},{"$error":"#DIV/0!"},{"$error":"#DIV/0!"},{"$error":"#DIV/0!"},{"$error":"#DIV/0!"},{"$error":"#DIV/0!"},{"$error":"#DIV/0!"},{"$error":"#DIV/0!"},{"$error":"#DIV/0!"},{"$error":"#DIV/0!"},{"$error":"#DIV/0!"},{"$error":"#DIV/0!"},{"$error":"#DIV/0!"},{"$error":"#DIV/0!"},{"$error":"#DIV/0!"},{"$error":"#DIV/0!"},{"$error":"#DIV/0!"},{"$error":"#DIV/0!"},{"$f":" LMF532","v":{"$error":"#DIV/0!"}},{"$error":"#DIV/0!"},{"$error":"#DIV/0!"},{"$error":"#DIV/0!"},{"$error":"#DIV/0!"},{"$error":"#DIV/0!"},{"$error":"#DIV/0!"},{"$error":"#DIV/0!"},{"$error":"#DIV/0!"},{"$error":"#DIV/0!"},{"$error":"#DIV/0!"},{"$error":"#DIV/0!"},{"$error":"#DIV/0!"},{"$error":"#DIV/0!"},{"$error":"#DIV/0!"},{"$error":"#DIV/0!"},{"$error":"#DIV/0!"},{"$error":"#DIV/0!"},{"$error":"#DIV/0!"},{"$error":"#DIV/0!"},{"$error":"#DIV/0!"},{"$error":"#DIV/0!"},{"$error":"#DIV/0!"},{"$error":"#DIV/0!"},{"$error":"#DIV/0!"},{"$error":"#DIV/0!"},{"$error":"#DIV/0!"},{"$error":"#DIV/0!"},{"$error":"#DIV/0!"},{"$error":"#DIV/0!"},{"$error":"#DIV/0!"},{"$error":"#DIV/0!"},{"$error":"#DIV/0!"},{"$error":"#DIV/0!"},{"$error":"#DIV/0!"},{"$error":"#DIV/0!"},{"$error":"#DIV/0!"},{"$error":"#DIV/0!"},{"$error":"#DIV/0!"},{"$error":"#DIV/0!"},{"$error":"#DIV/0!"},{"$error":"#DIV/0!"},{"$error":"#DIV/0!"},{"$error":"#DIV/0!"},{"$error":"#DIV/0!"},{"$error":"#DIV/0!"},{"$error":"#DIV/0!"},{"$error":"#DIV/0!"},{"$error":"#DIV/0!"},{"$error":"#DIV/0!"},{"$error":"#DIV/0!"},{"$error":"#DIV/0!"},{"$error":"#DIV/0!"},{"$error":"#DIV/0!"},{"$error":"#DIV/0!"},{"$error":"#DIV/0!"},{"$error":"#DIV/0!"},{"$error":"#DIV/0!"},{"$error":"#DIV/0!"},{"$error":"#DIV/0!"},{"$error":"#DIV/0!"},{"$error":"#DIV/0!"},{"$error":"#DIV/0!"},{"$error":"#DIV/0!"},{"$f":" LOR532","v":{"$error":"#DIV/0!"}},{"$error":"#DIV/0!"},{"$error":"#DIV/0!"},{"$error":"#DIV/0!"},{"$error":"#DIV/0!"},{"$error":"#DIV/0!"},{"$error":"#DIV/0!"},{"$error":"#DIV/0!"},{"$error":"#DIV/0!"},{"$error":"#DIV/0!"},{"$error":"#DIV/0!"},{"$error":"#DIV/0!"},{"$error":"#DIV/0!"},{"$error":"#DIV/0!"},{"$error":"#DIV/0!"},{"$error":"#DIV/0!"},{"$error":"#DIV/0!"},{"$error":"#DIV/0!"},{"$error":"#DIV/0!"},{"$error":"#DIV/0!"},{"$error":"#DIV/0!"},{"$error":"#DIV/0!"},{"$error":"#DIV/0!"},{"$error":"#DIV/0!"},{"$error":"#DIV/0!"},{"$error":"#DIV/0!"},{"$error":"#DIV/0!"},{"$error":"#DIV/0!"},{"$error":"#DIV/0!"},{"$error":"#DIV/0!"},{"$error":"#DIV/0!"},{"$error":"#DIV/0!"},{"$error":"#DIV/0!"},{"$error":"#DIV/0!"},{"$error":"#DIV/0!"},{"$error":"#DIV/0!"},{"$error":"#DIV/0!"},{"$error":"#DIV/0!"},{"$error":"#DIV/0!"},{"$error":"#DIV/0!"},{"$error":"#DIV/0!"},{"$error":"#DIV/0!"},{"$error":"#DIV/0!"},{"$error":"#DIV/0!"},{"$error":"#DIV/0!"},{"$error":"#DIV/0!"},{"$error":"#DIV/0!"},{"$error":"#DIV/0!"},{"$error":"#DIV/0!"},{"$error":"#DIV/0!"},{"$error":"#DIV/0!"},{"$error":"#DIV/0!"},{"$error":"#DIV/0!"},{"$error":"#DIV/0!"},{"$error":"#DIV/0!"},{"$error":"#DIV/0!"},{"$error":"#DIV/0!"},{"$error":"#DIV/0!"},{"$error":"#DIV/0!"},{"$error":"#DIV/0!"},{"$error":"#DIV/0!"},{"$error":"#DIV/0!"},{"$error":"#DIV/0!"},{"$error":"#DIV/0!"},{"$f":" LRD532","v":{"$error":"#DIV/0!"}},{"$error":"#DIV/0!"},{"$error":"#DIV/0!"},{"$error":"#DIV/0!"},{"$error":"#DIV/0!"},{"$error":"#DIV/0!"},{"$error":"#DIV/0!"},{"$error":"#DIV/0!"},{"$error":"#DIV/0!"},{"$error":"#DIV/0!"},{"$error":"#DIV/0!"},{"$error":"#DIV/0!"},{"$error":"#DIV/0!"},{"$error":"#DIV/0!"},{"$error":"#DIV/0!"},{"$error":"#DIV/0!"},{"$error":"#DIV/0!"},{"$error":"#DIV/0!"},{"$error":"#DIV/0!"},{"$error":"#DIV/0!"},{"$error":"#DIV/0!"},{"$error":"#DIV/0!"},{"$error":"#DIV/0!"},{"$error":"#DIV/0!"},{"$error":"#DIV/0!"},{"$error":"#DIV/0!"},{"$error":"#DIV/0!"},{"$error":"#DIV/0!"},{"$error":"#DIV/0!"},{"$error":"#DIV/0!"},{"$error":"#DIV/0!"},{"$error":"#DIV/0!"},{"$error":"#DIV/0!"},{"$error":"#DIV/0!"},{"$error":"#DIV/0!"},{"$error":"#DIV/0!"},{"$error":"#DIV/0!"},{"$error":"#DIV/0!"},{"$error":"#DIV/0!"},{"$error":"#DIV/0!"},{"$error":"#DIV/0!"},{"$error":"#DIV/0!"},{"$error":"#DIV/0!"},{"$error":"#DIV/0!"},{"$error":"#DIV/0!"},{"$error":"#DIV/0!"},{"$error":"#DIV/0!"},{"$error":"#DIV/0!"},{"$error":"#DIV/0!"},{"$error":"#DIV/0!"},{"$error":"#DIV/0!"},{"$error":"#DIV/0!"},{"$error":"#DIV/0!"},{"$error":"#DIV/0!"},{"$error":"#DIV/0!"},{"$error":"#DIV/0!"},{"$error":"#DIV/0!"},{"$error":"#DIV/0!"},{"$error":"#DIV/0!"},{"$error":"#DIV/0!"},{"$error":"#DIV/0!"},{"$error":"#DIV/0!"},{"$error":"#DIV/0!"},{"$error":"#DIV/0!"},{"$f":" LTP532","v":{"$error":"#DIV/0!"}},{"$error":"#DIV/0!"},{"$error":"#DIV/0!"},{"$error":"#DIV/0!"},{"$error":"#DIV/0!"},{"$error":"#DIV/0!"},{"$error":"#DIV/0!"},{"$error":"#DIV/0!"},{"$error":"#DIV/0!"},{"$error":"#DIV/0!"},{"$error":"#DIV/0!"},{"$error":"#DIV/0!"},{"$error":"#DIV/0!"},{"$error":"#DIV/0!"},{"$error":"#DIV/0!"},{"$error":"#DIV/0!"},{"$error":"#DIV/0!"},{"$error":"#DIV/0!"},{"$error":"#DIV/0!"},{"$error":"#DIV/0!"},{"$error":"#DIV/0!"},{"$error":"#DIV/0!"},{"$error":"#DIV/0!"},{"$error":"#DIV/0!"},{"$error":"#DIV/0!"},{"$error":"#DIV/0!"},{"$error":"#DIV/0!"},{"$error":"#DIV/0!"},{"$error":"#DIV/0!"},{"$error":"#DIV/0!"},{"$error":"#DIV/0!"},{"$error":"#DIV/0!"},{"$error":"#DIV/0!"},{"$error":"#DIV/0!"},{"$error":"#DIV/0!"},{"$error":"#DIV/0!"},{"$error":"#DIV/0!"},{"$error":"#DIV/0!"},{"$error":"#DIV/0!"},{"$error":"#DIV/0!"},{"$error":"#DIV/0!"},{"$error":"#DIV/0!"},{"$error":"#DIV/0!"},{"$error":"#DIV/0!"},{"$error":"#DIV/0!"},{"$error":"#DIV/0!"},{"$error":"#DIV/0!"},{"$error":"#DIV/0!"},{"$error":"#DIV/0!"},{"$error":"#DIV/0!"},{"$error":"#DIV/0!"},{"$error":"#DIV/0!"},{"$error":"#DIV/0!"},{"$error":"#DIV/0!"},{"$error":"#DIV/0!"},{"$error":"#DIV/0!"},{"$error":"#DIV/0!"},{"$error":"#DIV/0!"},{"$error":"#DIV/0!"},{"$error":"#DIV/0!"},{"$error":"#DIV/0!"},{"$error":"#DIV/0!"},{"$error":"#DIV/0!"},{"$error":"#DIV/0!"},{"$f":" LWB532","v":{"$error":"#DIV/0!"}},{"$error":"#DIV/0!"},{"$error":"#DIV/0!"},{"$error":"#DIV/0!"},{"$error":"#DIV/0!"},{"$error":"#DIV/0!"},{"$error":"#DIV/0!"},{"$error":"#DIV/0!"},{"$error":"#DIV/0!"},{"$error":"#DIV/0!"},{"$error":"#DIV/0!"},{"$error":"#DIV/0!"},{"$error":"#DIV/0!"},{"$error":"#DIV/0!"},{"$error":"#DIV/0!"},{"$error":"#DIV/0!"},{"$error":"#DIV/0!"},{"$error":"#DIV/0!"},{"$error":"#DIV/0!"},{"$error":"#DIV/0!"},{"$error":"#DIV/0!"},{"$error":"#DIV/0!"},{"$error":"#DIV/0!"},{"$error":"#DIV/0!"},{"$error":"#DIV/0!"},{"$error":"#DIV/0!"},{"$error":"#DIV/0!"},{"$error":"#DIV/0!"},{"$error":"#DIV/0!"},{"$error":"#DIV/0!"},{"$error":"#DIV/0!"},{"$error":"#DIV/0!"},{"$error":"#DIV/0!"},{"$error":"#DIV/0!"},{"$error":"#DIV/0!"},{"$error":"#DIV/0!"},{"$error":"#DIV/0!"},{"$error":"#DIV/0!"},{"$error":"#DIV/0!"},{"$error":"#DIV/0!"},{"$error":"#DIV/0!"},{"$error":"#DIV/0!"},{"$error":"#DIV/0!"},{"$error":"#DIV/0!"},{"$error":"#DIV/0!"},{"$error":"#DIV/0!"},{"$error":"#DIV/0!"},{"$error":"#DIV/0!"},{"$error":"#DIV/0!"},{"$error":"#DIV/0!"},{"$error":"#DIV/0!"},{"$error":"#DIV/0!"},{"$error":"#DIV/0!"},{"$error":"#DIV/0!"},{"$error":"#DIV/0!"},{"$error":"#DIV/0!"},{"$error":"#DIV/0!"},{"$error":"#DIV/0!"},{"$error":"#DIV/0!"},{"$error":"#DIV/0!"},{"$error":"#DIV/0!"},{"$error":"#DIV/0!"},{"$error":"#DIV/0!"},{"$error":"#DIV/0!"},{"$f":" LYN532","v":{"$error":"#DIV/0!"}},{"$error":"#DIV/0!"},{"$error":"#DIV/0!"},{"$error":"#DIV/0!"},{"$error":"#DIV/0!"},{"$error":"#DIV/0!"},{"$error":"#DIV/0!"},{"$error":"#DIV/0!"},{"$error":"#DIV/0!"},{"$error":"#DIV/0!"},{"$error":"#DIV/0!"},{"$error":"#DIV/0!"},{"$error":"#DIV/0!"},{"$error":"#DIV/0!"},{"$error":"#DIV/0!"},{"$error":"#DIV/0!"},{"$error":"#DIV/0!"},{"$error":"#DIV/0!"},{"$error":"#DIV/0!"},{"$error":"#DIV/0!"},{"$error":"#DIV/0!"},{"$error":"#DIV/0!"},{"$error":"#DIV/0!"},{"$error":"#DIV/0!"},{"$error":"#DIV/0!"},{"$error":"#DIV/0!"},{"$error":"#DIV/0!"},{"$error":"#DIV/0!"},{"$error":"#DIV/0!"},{"$error":"#DIV/0!"},{"$error":"#DIV/0!"},{"$error":"#DIV/0!"},{"$error":"#DIV/0!"},{"$error":"#DIV/0!"},{"$error":"#DIV/0!"},{"$error":"#DIV/0!"},{"$error":"#DIV/0!"},{"$error":"#DIV/0!"},{"$error":"#DIV/0!"},{"$error":"#DIV/0!"},{"$error":"#DIV/0!"},{"$error":"#DIV/0!"},{"$error":"#DIV/0!"},{"$error":"#DIV/0!"},{"$error":"#DIV/0!"},{"$error":"#DIV/0!"},{"$error":"#DIV/0!"},{"$error":"#DIV/0!"},{"$error":"#DIV/0!"},{"$error":"#DIV/0!"},{"$error":"#DIV/0!"},{"$error":"#DIV/0!"},{"$error":"#DIV/0!"},{"$error":"#DIV/0!"},{"$error":"#DIV/0!"},{"$error":"#DIV/0!"},{"$error":"#DIV/0!"},{"$error":"#DIV/0!"},{"$error":"#DIV/0!"},{"$error":"#DIV/0!"},{"$error":"#DIV/0!"},{"$error":"#DIV/0!"},{"$error":"#DIV/0!"},{"$error":"#DIV/0!"},{"$f":" MAZ532","v":{"$error":"#DIV/0!"}},{"$error":"#DIV/0!"},{"$error":"#DIV/0!"},{"$error":"#DIV/0!"},{"$error":"#DIV/0!"},{"$error":"#DIV/0!"},{"$error":"#DIV/0!"},{"$error":"#DIV/0!"},{"$error":"#DIV/0!"},{"$error":"#DIV/0!"},{"$error":"#DIV/0!"},{"$error":"#DIV/0!"},{"$error":"#DIV/0!"},{"$error":"#DIV/0!"},{"$error":"#DIV/0!"},{"$error":"#DIV/0!"},{"$error":"#DIV/0!"},{"$error":"#DIV/0!"},{"$error":"#DIV/0!"},{"$error":"#DIV/0!"},{"$error":"#DIV/0!"},{"$error":"#DIV/0!"},{"$error":"#DIV/0!"},{"$error":"#DIV/0!"},{"$error":"#DIV/0!"},{"$error":"#DIV/0!"},{"$error":"#DIV/0!"},{"$error":"#DIV/0!"},{"$error":"#DIV/0!"},{"$error":"#DIV/0!"},{"$error":"#DIV/0!"},{"$error":"#DIV/0!"},{"$error":"#DIV/0!"},{"$error":"#DIV/0!"},{"$error":"#DIV/0!"},{"$error":"#DIV/0!"},{"$error":"#DIV/0!"},{"$error":"#DIV/0!"},{"$error":"#DIV/0!"},{"$error":"#DIV/0!"},{"$error":"#DIV/0!"},{"$error":"#DIV/0!"},{"$error":"#DIV/0!"},{"$error":"#DIV/0!"},{"$error":"#DIV/0!"},{"$error":"#DIV/0!"},{"$error":"#DIV/0!"},{"$error":"#DIV/0!"},{"$error":"#DIV/0!"},{"$error":"#DIV/0!"},{"$error":"#DIV/0!"},{"$error":"#DIV/0!"},{"$error":"#DIV/0!"},{"$error":"#DIV/0!"},{"$error":"#DIV/0!"},{"$error":"#DIV/0!"},{"$error":"#DIV/0!"},{"$error":"#DIV/0!"},{"$error":"#DIV/0!"},{"$error":"#DIV/0!"},{"$error":"#DIV/0!"},{"$error":"#DIV/0!"},{"$error":"#DIV/0!"},{"$error":"#DIV/0!"},{"$f":" MDL532","v":{"$error":"#DIV/0!"}},{"$error":"#DIV/0!"},{"$error":"#DIV/0!"},{"$error":"#DIV/0!"},{"$error":"#DIV/0!"},{"$error":"#DIV/0!"},{"$error":"#DIV/0!"},{"$error":"#DIV/0!"},{"$error":"#DIV/0!"},{"$error":"#DIV/0!"},{"$error":"#DIV/0!"},{"$error":"#DIV/0!"},{"$error":"#DIV/0!"},{"$error":"#DIV/0!"},{"$error":"#DIV/0!"},{"$error":"#DIV/0!"},{"$error":"#DIV/0!"},{"$error":"#DIV/0!"},{"$error":"#DIV/0!"},{"$error":"#DIV/0!"},{"$error":"#DIV/0!"},{"$error":"#DIV/0!"},{"$error":"#DIV/0!"},{"$error":"#DIV/0!"},{"$error":"#DIV/0!"},{"$error":"#DIV/0!"},{"$error":"#DIV/0!"},{"$error":"#DIV/0!"},{"$error":"#DIV/0!"},{"$error":"#DIV/0!"},{"$error":"#DIV/0!"},{"$error":"#DIV/0!"},{"$error":"#DIV/0!"},{"$error":"#DIV/0!"},{"$error":"#DIV/0!"},{"$error":"#DIV/0!"},{"$error":"#DIV/0!"},{"$error":"#DIV/0!"},{"$error":"#DIV/0!"},{"$error":"#DIV/0!"},{"$error":"#DIV/0!"},{"$error":"#DIV/0!"},{"$error":"#DIV/0!"},{"$error":"#DIV/0!"},{"$error":"#DIV/0!"},{"$error":"#DIV/0!"},{"$error":"#DIV/0!"},{"$error":"#DIV/0!"},{"$error":"#DIV/0!"},{"$error":"#DIV/0!"},{"$error":"#DIV/0!"},{"$error":"#DIV/0!"},{"$error":"#DIV/0!"},{"$error":"#DIV/0!"},{"$error":"#DIV/0!"},{"$error":"#DIV/0!"},{"$error":"#DIV/0!"},{"$error":"#DIV/0!"},{"$error":"#DIV/0!"},{"$error":"#DIV/0!"},{"$error":"#DIV/0!"},{"$error":"#DIV/0!"},{"$error":"#DIV/0!"},{"$error":"#DIV/0!"},{"$f":" MFX532","v":{"$error":"#DIV/0!"}},{"$error":"#DIV/0!"},{"$error":"#DIV/0!"},{"$error":"#DIV/0!"},{"$error":"#DIV/0!"},{"$error":"#DIV/0!"},{"$error":"#DIV/0!"},{"$error":"#DIV/0!"},{"$error":"#DIV/0!"},{"$error":"#DIV/0!"},{"$error":"#DIV/0!"},{"$error":"#DIV/0!"},{"$error":"#DIV/0!"},{"$error":"#DIV/0!"},{"$error":"#DIV/0!"},{"$error":"#DIV/0!"},{"$error":"#DIV/0!"},{"$error":"#DIV/0!"},{"$error":"#DIV/0!"},{"$error":"#DIV/0!"},{"$error":"#DIV/0!"},{"$error":"#DIV/0!"},{"$error":"#DIV/0!"},{"$error":"#DIV/0!"},{"$error":"#DIV/0!"},{"$error":"#DIV/0!"},{"$error":"#DIV/0!"},{"$error":"#DIV/0!"},{"$error":"#DIV/0!"},{"$error":"#DIV/0!"},{"$error":"#DIV/0!"},{"$error":"#DIV/0!"},{"$error":"#DIV/0!"},{"$error":"#DIV/0!"},{"$error":"#DIV/0!"},{"$error":"#DIV/0!"},{"$error":"#DIV/0!"},{"$error":"#DIV/0!"},{"$error":"#DIV/0!"},{"$error":"#DIV/0!"},{"$error":"#DIV/0!"},{"$error":"#DIV/0!"},{"$error":"#DIV/0!"},{"$error":"#DIV/0!"},{"$error":"#DIV/0!"},{"$error":"#DIV/0!"},{"$error":"#DIV/0!"},{"$error":"#DIV/0!"},{"$error":"#DIV/0!"},{"$error":"#DIV/0!"},{"$error":"#DIV/0!"},{"$error":"#DIV/0!"},{"$error":"#DIV/0!"},{"$error":"#DIV/0!"},{"$error":"#DIV/0!"},{"$error":"#DIV/0!"},{"$error":"#DIV/0!"},{"$error":"#DIV/0!"},{"$error":"#DIV/0!"},{"$error":"#DIV/0!"},{"$error":"#DIV/0!"},{"$error":"#DIV/0!"},{"$error":"#DIV/0!"},{"$error":"#DIV/0!"},{"$f":" MIJ532","v":{"$error":"#DIV/0!"}},{"$error":"#DIV/0!"},{"$error":"#DIV/0!"},{"$error":"#DIV/0!"},{"$error":"#DIV/0!"},{"$error":"#DIV/0!"},{"$error":"#DIV/0!"},{"$error":"#DIV/0!"},{"$error":"#DIV/0!"},{"$error":"#DIV/0!"},{"$error":"#DIV/0!"},{"$error":"#DIV/0!"},{"$error":"#DIV/0!"},{"$error":"#DIV/0!"},{"$error":"#DIV/0!"},{"$error":"#DIV/0!"},{"$error":"#DIV/0!"},{"$error":"#DIV/0!"},{"$error":"#DIV/0!"},{"$error":"#DIV/0!"},{"$error":"#DIV/0!"},{"$error":"#DIV/0!"},{"$error":"#DIV/0!"},{"$error":"#DIV/0!"},{"$error":"#DIV/0!"},{"$error":"#DIV/0!"},{"$error":"#DIV/0!"},{"$error":"#DIV/0!"},{"$error":"#DIV/0!"},{"$error":"#DIV/0!"},{"$error":"#DIV/0!"},{"$error":"#DIV/0!"},{"$error":"#DIV/0!"},{"$error":"#DIV/0!"},{"$error":"#DIV/0!"},{"$error":"#DIV/0!"},{"$error":"#DIV/0!"},{"$error":"#DIV/0!"},{"$error":"#DIV/0!"},{"$error":"#DIV/0!"},{"$error":"#DIV/0!"},{"$error":"#DIV/0!"},{"$error":"#DIV/0!"},{"$error":"#DIV/0!"},{"$error":"#DIV/0!"},{"$error":"#DIV/0!"},{"$error":"#DIV/0!"},{"$error":"#DIV/0!"},{"$error":"#DIV/0!"},{"$error":"#DIV/0!"},{"$error":"#DIV/0!"},{"$error":"#DIV/0!"},{"$error":"#DIV/0!"},{"$error":"#DIV/0!"},{"$error":"#DIV/0!"},{"$error":"#DIV/0!"},{"$error":"#DIV/0!"},{"$error":"#DIV/0!"},{"$error":"#DIV/0!"},{"$error":"#DIV/0!"},{"$error":"#DIV/0!"},{"$error":"#DIV/0!"},{"$error":"#DIV/0!"},{"$error":"#DIV/0!"},{"$f":" MKV532","v":{"$error":"#DIV/0!"}},{"$error":"#DIV/0!"},{"$error":"#DIV/0!"},{"$error":"#DIV/0!"},{"$error":"#DIV/0!"},{"$error":"#DIV/0!"},{"$error":"#DIV/0!"},{"$error":"#DIV/0!"},{"$error":"#DIV/0!"},{"$error":"#DIV/0!"},{"$error":"#DIV/0!"},{"$error":"#DIV/0!"},{"$error":"#DIV/0!"},{"$error":"#DIV/0!"},{"$error":"#DIV/0!"},{"$error":"#DIV/0!"},{"$error":"#DIV/0!"},{"$error":"#DIV/0!"},{"$error":"#DIV/0!"},{"$error":"#DIV/0!"},{"$error":"#DIV/0!"},{"$error":"#DIV/0!"},{"$error":"#DIV/0!"},{"$error":"#DIV/0!"},{"$error":"#DIV/0!"},{"$error":"#DIV/0!"},{"$error":"#DIV/0!"},{"$error":"#DIV/0!"},{"$error":"#DIV/0!"},{"$error":"#DIV/0!"},{"$error":"#DIV/0!"},{"$error":"#DIV/0!"},{"$error":"#DIV/0!"},{"$error":"#DIV/0!"},{"$error":"#DIV/0!"},{"$error":"#DIV/0!"},{"$error":"#DIV/0!"},{"$error":"#DIV/0!"},{"$error":"#DIV/0!"},{"$error":"#DIV/0!"},{"$error":"#DIV/0!"},{"$error":"#DIV/0!"},{"$error":"#DIV/0!"},{"$error":"#DIV/0!"},{"$error":"#DIV/0!"},{"$error":"#DIV/0!"},{"$error":"#DIV/0!"},{"$error":"#DIV/0!"},{"$error":"#DIV/0!"},{"$error":"#DIV/0!"},{"$error":"#DIV/0!"},{"$error":"#DIV/0!"},{"$error":"#DIV/0!"},{"$error":"#DIV/0!"},{"$error":"#DIV/0!"},{"$error":"#DIV/0!"},{"$error":"#DIV/0!"},{"$error":"#DIV/0!"},{"$error":"#DIV/0!"},{"$error":"#DIV/0!"},{"$error":"#DIV/0!"},{"$error":"#DIV/0!"},{"$error":"#DIV/0!"},{"$error":"#DIV/0!"},{"$f":" MNH532","v":{"$error":"#DIV/0!"}},{"$error":"#DIV/0!"},{"$error":"#DIV/0!"},{"$error":"#DIV/0!"},{"$error":"#DIV/0!"},{"$error":"#DIV/0!"},{"$error":"#DIV/0!"},{"$error":"#DIV/0!"},{"$error":"#DIV/0!"},{"$error":"#DIV/0!"},{"$error":"#DIV/0!"},{"$error":"#DIV/0!"},{"$error":"#DIV/0!"},{"$error":"#DIV/0!"},{"$error":"#DIV/0!"},{"$error":"#DIV/0!"},{"$error":"#DIV/0!"},{"$error":"#DIV/0!"},{"$error":"#DIV/0!"},{"$error":"#DIV/0!"},{"$error":"#DIV/0!"},{"$error":"#DIV/0!"},{"$error":"#DIV/0!"},{"$error":"#DIV/0!"},{"$error":"#DIV/0!"},{"$error":"#DIV/0!"},{"$error":"#DIV/0!"},{"$error":"#DIV/0!"},{"$error":"#DIV/0!"},{"$error":"#DIV/0!"},{"$error":"#DIV/0!"},{"$error":"#DIV/0!"},{"$error":"#DIV/0!"},{"$error":"#DIV/0!"},{"$error":"#DIV/0!"},{"$error":"#DIV/0!"},{"$error":"#DIV/0!"},{"$error":"#DIV/0!"},{"$error":"#DIV/0!"},{"$error":"#DIV/0!"},{"$error":"#DIV/0!"},{"$error":"#DIV/0!"},{"$error":"#DIV/0!"},{"$error":"#DIV/0!"},{"$error":"#DIV/0!"},{"$error":"#DIV/0!"},{"$error":"#DIV/0!"},{"$error":"#DIV/0!"},{"$error":"#DIV/0!"},{"$error":"#DIV/0!"},{"$error":"#DIV/0!"},{"$error":"#DIV/0!"},{"$error":"#DIV/0!"},{"$error":"#DIV/0!"},{"$error":"#DIV/0!"},{"$error":"#DIV/0!"},{"$error":"#DIV/0!"},{"$error":"#DIV/0!"},{"$error":"#DIV/0!"},{"$error":"#DIV/0!"},{"$error":"#DIV/0!"},{"$error":"#DIV/0!"},{"$error":"#DIV/0!"},{"$error":"#DIV/0!"},{"$f":" MPT532","v":{"$error":"#DIV/0!"}},{"$error":"#DIV/0!"},{"$error":"#DIV/0!"},{"$error":"#DIV/0!"},{"$error":"#DIV/0!"},{"$error":"#DIV/0!"},{"$error":"#DIV/0!"},{"$error":"#DIV/0!"},{"$error":"#DIV/0!"},{"$error":"#DIV/0!"},{"$error":"#DIV/0!"},{"$error":"#DIV/0!"},{"$error":"#DIV/0!"},{"$error":"#DIV/0!"},{"$error":"#DIV/0!"},{"$error":"#DIV/0!"},{"$error":"#DIV/0!"},{"$error":"#DIV/0!"},{"$error":"#DIV/0!"},{"$error":"#DIV/0!"},{"$error":"#DIV/0!"},{"$error":"#DIV/0!"},{"$error":"#DIV/0!"},{"$error":"#DIV/0!"},{"$error":"#DIV/0!"},{"$error":"#DIV/0!"},{"$error":"#DIV/0!"},{"$error":"#DIV/0!"},{"$error":"#DIV/0!"},{"$error":"#DIV/0!"},{"$error":"#DIV/0!"},{"$error":"#DIV/0!"},{"$error":"#DIV/0!"},{"$error":"#DIV/0!"},{"$error":"#DIV/0!"},{"$error":"#DIV/0!"},{"$error":"#DIV/0!"},{"$error":"#DIV/0!"},{"$error":"#DIV/0!"},{"$error":"#DIV/0!"},{"$error":"#DIV/0!"},{"$error":"#DIV/0!"},{"$error":"#DIV/0!"},{"$error":"#DIV/0!"},{"$error":"#DIV/0!"},{"$error":"#DIV/0!"},{"$error":"#DIV/0!"},{"$error":"#DIV/0!"},{"$error":"#DIV/0!"},{"$error":"#DIV/0!"},{"$error":"#DIV/0!"},{"$error":"#DIV/0!"},{"$error":"#DIV/0!"},{"$error":"#DIV/0!"},{"$error":"#DIV/0!"},{"$error":"#DIV/0!"},{"$error":"#DIV/0!"},{"$error":"#DIV/0!"},{"$error":"#DIV/0!"},{"$error":"#DIV/0!"},{"$error":"#DIV/0!"},{"$error":"#DIV/0!"},{"$error":"#DIV/0!"},{"$error":"#DIV/0!"},{"$f":" MSF532","v":{"$error":"#DIV/0!"}},{"$error":"#DIV/0!"},{"$error":"#DIV/0!"},{"$error":"#DIV/0!"},{"$error":"#DIV/0!"},{"$error":"#DIV/0!"},{"$error":"#DIV/0!"},{"$error":"#DIV/0!"},{"$error":"#DIV/0!"},{"$error":"#DIV/0!"},{"$error":"#DIV/0!"},{"$error":"#DIV/0!"},{"$error":"#DIV/0!"},{"$error":"#DIV/0!"},{"$error":"#DIV/0!"},{"$error":"#DIV/0!"},{"$error":"#DIV/0!"},{"$error":"#DIV/0!"},{"$error":"#DIV/0!"},{"$error":"#DIV/0!"},{"$error":"#DIV/0!"},{"$error":"#DIV/0!"},{"$error":"#DIV/0!"},{"$error":"#DIV/0!"},{"$error":"#DIV/0!"},{"$error":"#DIV/0!"},{"$error":"#DIV/0!"},{"$error":"#DIV/0!"},{"$error":"#DIV/0!"},{"$error":"#DIV/0!"},{"$error":"#DIV/0!"},{"$error":"#DIV/0!"},{"$error":"#DIV/0!"},{"$error":"#DIV/0!"},{"$error":"#DIV/0!"},{"$error":"#DIV/0!"},{"$error":"#DIV/0!"},{"$error":"#DIV/0!"},{"$error":"#DIV/0!"},{"$error":"#DIV/0!"},{"$error":"#DIV/0!"},{"$error":"#DIV/0!"},{"$error":"#DIV/0!"},{"$error":"#DIV/0!"},{"$error":"#DIV/0!"},{"$error":"#DIV/0!"},{"$error":"#DIV/0!"},{"$error":"#DIV/0!"},{"$error":"#DIV/0!"},{"$error":"#DIV/0!"},{"$error":"#DIV/0!"},{"$error":"#DIV/0!"},{"$error":"#DIV/0!"},{"$error":"#DIV/0!"},{"$error":"#DIV/0!"},{"$error":"#DIV/0!"},{"$error":"#DIV/0!"},{"$error":"#DIV/0!"},{"$error":"#DIV/0!"},{"$error":"#DIV/0!"},{"$error":"#DIV/0!"},{"$error":"#DIV/0!"},{"$error":"#DIV/0!"},{"$error":"#DIV/0!"},{"$f":" MUR532","v":{"$error":"#DIV/0!"}},{"$error":"#DIV/0!"},{"$error":"#DIV/0!"},{"$error":"#DIV/0!"},{"$error":"#DIV/0!"},{"$error":"#DIV/0!"},{"$error":"#DIV/0!"},{"$error":"#DIV/0!"},{"$error":"#DIV/0!"},{"$error":"#DIV/0!"},{"$error":"#DIV/0!"},{"$error":"#DIV/0!"},{"$error":"#DIV/0!"},{"$error":"#DIV/0!"},{"$error":"#DIV/0!"},{"$error":"#DIV/0!"},{"$error":"#DIV/0!"},{"$error":"#DIV/0!"},{"$error":"#DIV/0!"},{"$error":"#DIV/0!"},{"$error":"#DIV/0!"},{"$error":"#DIV/0!"},{"$error":"#DIV/0!"},{"$error":"#DIV/0!"},{"$error":"#DIV/0!"},{"$error":"#DIV/0!"},{"$error":"#DIV/0!"},{"$error":"#DIV/0!"},{"$error":"#DIV/0!"},{"$error":"#DIV/0!"},{"$error":"#DIV/0!"},{"$error":"#DIV/0!"},{"$error":"#DIV/0!"},{"$error":"#DIV/0!"},{"$error":"#DIV/0!"},{"$error":"#DIV/0!"},{"$error":"#DIV/0!"},{"$error":"#DIV/0!"},{"$error":"#DIV/0!"},{"$error":"#DIV/0!"},{"$error":"#DIV/0!"},{"$error":"#DIV/0!"},{"$error":"#DIV/0!"},{"$error":"#DIV/0!"},{"$error":"#DIV/0!"},{"$error":"#DIV/0!"},{"$error":"#DIV/0!"},{"$error":"#DIV/0!"},{"$error":"#DIV/0!"},{"$error":"#DIV/0!"},{"$error":"#DIV/0!"},{"$error":"#DIV/0!"},{"$error":"#DIV/0!"},{"$error":"#DIV/0!"},{"$error":"#DIV/0!"},{"$error":"#DIV/0!"},{"$error":"#DIV/0!"},{"$error":"#DIV/0!"},{"$error":"#DIV/0!"},{"$error":"#DIV/0!"},{"$error":"#DIV/0!"},{"$error":"#DIV/0!"},{"$error":"#DIV/0!"},{"$error":"#DIV/0!"},{"$f":" MXD532","v":{"$error":"#DIV/0!"}},{"$error":"#DIV/0!"},{"$error":"#DIV/0!"},{"$error":"#DIV/0!"},{"$error":"#DIV/0!"},{"$error":"#DIV/0!"},{"$error":"#DIV/0!"},{"$error":"#DIV/0!"},{"$error":"#DIV/0!"},{"$error":"#DIV/0!"},{"$error":"#DIV/0!"},{"$error":"#DIV/0!"},{"$error":"#DIV/0!"},{"$error":"#DIV/0!"},{"$error":"#DIV/0!"},{"$error":"#DIV/0!"},{"$error":"#DIV/0!"},{"$error":"#DIV/0!"},{"$error":"#DIV/0!"},{"$error":"#DIV/0!"},{"$error":"#DIV/0!"},{"$error":"#DIV/0!"},{"$error":"#DIV/0!"},{"$error":"#DIV/0!"},{"$error":"#DIV/0!"},{"$error":"#DIV/0!"},{"$error":"#DIV/0!"},{"$error":"#DIV/0!"},{"$error":"#DIV/0!"},{"$error":"#DIV/0!"},{"$error":"#DIV/0!"},{"$error":"#DIV/0!"},{"$error":"#DIV/0!"},{"$error":"#DIV/0!"},{"$error":"#DIV/0!"},{"$error":"#DIV/0!"},{"$error":"#DIV/0!"},{"$error":"#DIV/0!"},{"$error":"#DIV/0!"},{"$error":"#DIV/0!"},{"$error":"#DIV/0!"},{"$error":"#DIV/0!"},{"$error":"#DIV/0!"},{"$error":"#DIV/0!"},{"$error":"#DIV/0!"},{"$error":"#DIV/0!"},{"$error":"#DIV/0!"},{"$error":"#DIV/0!"},{"$error":"#DIV/0!"},{"$error":"#DIV/0!"},{"$error":"#DIV/0!"},{"$error":"#DIV/0!"},{"$error":"#DIV/0!"},{"$error":"#DIV/0!"},{"$error":"#DIV/0!"},{"$error":"#DIV/0!"},{"$error":"#DIV/0!"},{"$error":"#DIV/0!"},{"$error":"#DIV/0!"},{"$error":"#DIV/0!"},{"$error":"#DIV/0!"},{"$error":"#DIV/0!"},{"$error":"#DIV/0!"},{"$error":"#DIV/0!"},{"$f":" MZP532","v":{"$error":"#DIV/0!"}},{"$error":"#DIV/0!"},{"$error":"#DIV/0!"},{"$error":"#DIV/0!"},{"$error":"#DIV/0!"},{"$error":"#DIV/0!"},{"$error":"#DIV/0!"},{"$error":"#DIV/0!"},{"$error":"#DIV/0!"},{"$error":"#DIV/0!"},{"$error":"#DIV/0!"},{"$error":"#DIV/0!"},{"$error":"#DIV/0!"},{"$error":"#DIV/0!"},{"$error":"#DIV/0!"},{"$error":"#DIV/0!"},{"$error":"#DIV/0!"},{"$error":"#DIV/0!"},{"$error":"#DIV/0!"},{"$error":"#DIV/0!"},{"$error":"#DIV/0!"},{"$error":"#DIV/0!"},{"$error":"#DIV/0!"},{"$error":"#DIV/0!"},{"$error":"#DIV/0!"},{"$error":"#DIV/0!"},{"$error":"#DIV/0!"},{"$error":"#DIV/0!"},{"$error":"#DIV/0!"},{"$error":"#DIV/0!"},{"$error":"#DIV/0!"},{"$error":"#DIV/0!"},{"$error":"#DIV/0!"},{"$error":"#DIV/0!"},{"$error":"#DIV/0!"},{"$error":"#DIV/0!"},{"$error":"#DIV/0!"},{"$error":"#DIV/0!"},{"$error":"#DIV/0!"},{"$error":"#DIV/0!"},{"$error":"#DIV/0!"},{"$error":"#DIV/0!"},{"$error":"#DIV/0!"},{"$error":"#DIV/0!"},{"$error":"#DIV/0!"},{"$error":"#DIV/0!"},{"$error":"#DIV/0!"},{"$error":"#DIV/0!"},{"$error":"#DIV/0!"},{"$error":"#DIV/0!"},{"$error":"#DIV/0!"},{"$error":"#DIV/0!"},{"$error":"#DIV/0!"},{"$error":"#DIV/0!"},{"$error":"#DIV/0!"},{"$error":"#DIV/0!"},{"$error":"#DIV/0!"},{"$error":"#DIV/0!"},{"$error":"#DIV/0!"},{"$error":"#DIV/0!"},{"$error":"#DIV/0!"},{"$error":"#DIV/0!"},{"$error":"#DIV/0!"},{"$error":"#DIV/0!"},{"$f":" NCB532","v":{"$error":"#DIV/0!"}},{"$error":"#DIV/0!"},{"$error":"#DIV/0!"},{"$error":"#DIV/0!"},{"$error":"#DIV/0!"},{"$error":"#DIV/0!"},{"$error":"#DIV/0!"},{"$error":"#DIV/0!"},{"$error":"#DIV/0!"},{"$error":"#DIV/0!"},{"$error":"#DIV/0!"},{"$error":"#DIV/0!"},{"$error":"#DIV/0!"},{"$error":"#DIV/0!"},{"$error":"#DIV/0!"},{"$error":"#DIV/0!"},{"$error":"#DIV/0!"},{"$error":"#DIV/0!"},{"$error":"#DIV/0!"},{"$error":"#DIV/0!"},{"$error":"#DIV/0!"},{"$error":"#DIV/0!"},{"$error":"#DIV/0!"},{"$error":"#DIV/0!"},{"$error":"#DIV/0!"},{"$error":"#DIV/0!"},{"$error":"#DIV/0!"},{"$error":"#DIV/0!"},{"$error":"#DIV/0!"},{"$error":"#DIV/0!"},{"$error":"#DIV/0!"},{"$error":"#DIV/0!"},{"$error":"#DIV/0!"},{"$error":"#DIV/0!"},{"$error":"#DIV/0!"},{"$error":"#DIV/0!"},{"$error":"#DIV/0!"},{"$error":"#DIV/0!"},{"$error":"#DIV/0!"},{"$error":"#DIV/0!"},{"$error":"#DIV/0!"},{"$error":"#DIV/0!"},{"$error":"#DIV/0!"},{"$error":"#DIV/0!"},{"$error":"#DIV/0!"},{"$error":"#DIV/0!"},{"$error":"#DIV/0!"},{"$error":"#DIV/0!"},{"$error":"#DIV/0!"},{"$error":"#DIV/0!"},{"$error":"#DIV/0!"},{"$error":"#DIV/0!"},{"$error":"#DIV/0!"},{"$error":"#DIV/0!"},{"$error":"#DIV/0!"},{"$error":"#DIV/0!"},{"$error":"#DIV/0!"},{"$error":"#DIV/0!"},{"$error":"#DIV/0!"},{"$error":"#DIV/0!"},{"$error":"#DIV/0!"},{"$error":"#DIV/0!"},{"$error":"#DIV/0!"},{"$error":"#DIV/0!"},{"$f":" NEN532","v":{"$error":"#DIV/0!"}},{"$error":"#DIV/0!"},{"$error":"#DIV/0!"},{"$error":"#DIV/0!"},{"$error":"#DIV/0!"},{"$error":"#DIV/0!"},{"$error":"#DIV/0!"},{"$error":"#DIV/0!"},{"$error":"#DIV/0!"},{"$error":"#DIV/0!"},{"$error":"#DIV/0!"},{"$error":"#DIV/0!"},{"$error":"#DIV/0!"},{"$error":"#DIV/0!"},{"$error":"#DIV/0!"},{"$error":"#DIV/0!"},{"$error":"#DIV/0!"},{"$error":"#DIV/0!"},{"$error":"#DIV/0!"},{"$error":"#DIV/0!"},{"$error":"#DIV/0!"},{"$error":"#DIV/0!"},{"$error":"#DIV/0!"},{"$error":"#DIV/0!"},{"$error":"#DIV/0!"},{"$error":"#DIV/0!"},{"$error":"#DIV/0!"},{"$error":"#DIV/0!"},{"$error":"#DIV/0!"},{"$error":"#DIV/0!"},{"$error":"#DIV/0!"},{"$error":"#DIV/0!"},{"$error":"#DIV/0!"},{"$error":"#DIV/0!"},{"$error":"#DIV/0!"},{"$error":"#DIV/0!"},{"$error":"#DIV/0!"},{"$error":"#DIV/0!"},{"$error":"#DIV/0!"},{"$error":"#DIV/0!"},{"$error":"#DIV/0!"},{"$error":"#DIV/0!"},{"$error":"#DIV/0!"},{"$error":"#DIV/0!"},{"$error":"#DIV/0!"},{"$error":"#DIV/0!"},{"$error":"#DIV/0!"},{"$error":"#DIV/0!"},{"$error":"#DIV/0!"},{"$error":"#DIV/0!"},{"$error":"#DIV/0!"},{"$error":"#DIV/0!"},{"$error":"#DIV/0!"},{"$error":"#DIV/0!"},{"$error":"#DIV/0!"},{"$error":"#DIV/0!"},{"$error":"#DIV/0!"},{"$error":"#DIV/0!"},{"$error":"#DIV/0!"},{"$error":"#DIV/0!"},{"$error":"#DIV/0!"},{"$error":"#DIV/0!"},{"$error":"#DIV/0!"},{"$error":"#DIV/0!"},{"$f":" NGZ532","v":{"$error":"#DIV/0!"}},{"$error":"#DIV/0!"},{"$error":"#DIV/0!"},{"$error":"#DIV/0!"},{"$error":"#DIV/0!"},{"$error":"#DIV/0!"},{"$error":"#DIV/0!"},{"$error":"#DIV/0!"},{"$error":"#DIV/0!"},{"$error":"#DIV/0!"},{"$error":"#DIV/0!"},{"$error":"#DIV/0!"},{"$error":"#DIV/0!"},{"$error":"#DIV/0!"},{"$error":"#DIV/0!"},{"$error":"#DIV/0!"},{"$error":"#DIV/0!"},{"$error":"#DIV/0!"},{"$error":"#DIV/0!"},{"$error":"#DIV/0!"},{"$error":"#DIV/0!"},{"$error":"#DIV/0!"},{"$error":"#DIV/0!"},{"$error":"#DIV/0!"},{"$error":"#DIV/0!"},{"$error":"#DIV/0!"},{"$error":"#DIV/0!"},{"$error":"#DIV/0!"},{"$error":"#DIV/0!"},{"$error":"#DIV/0!"},{"$error":"#DIV/0!"},{"$error":"#DIV/0!"},{"$error":"#DIV/0!"},{"$error":"#DIV/0!"},{"$error":"#DIV/0!"},{"$error":"#DIV/0!"},{"$error":"#DIV/0!"},{"$error":"#DIV/0!"},{"$error":"#DIV/0!"},{"$error":"#DIV/0!"},{"$error":"#DIV/0!"},{"$error":"#DIV/0!"},{"$error":"#DIV/0!"},{"$error":"#DIV/0!"},{"$error":"#DIV/0!"},{"$error":"#DIV/0!"},{"$error":"#DIV/0!"},{"$error":"#DIV/0!"},{"$error":"#DIV/0!"},{"$error":"#DIV/0!"},{"$error":"#DIV/0!"},{"$error":"#DIV/0!"},{"$error":"#DIV/0!"},{"$error":"#DIV/0!"},{"$error":"#DIV/0!"},{"$error":"#DIV/0!"},{"$error":"#DIV/0!"},{"$error":"#DIV/0!"},{"$error":"#DIV/0!"},{"$error":"#DIV/0!"},{"$error":"#DIV/0!"},{"$error":"#DIV/0!"},{"$error":"#DIV/0!"},{"$error":"#DIV/0!"},{"$f":" NJL532","v":{"$error":"#DIV/0!"}},{"$error":"#DIV/0!"},{"$error":"#DIV/0!"},{"$error":"#DIV/0!"},{"$error":"#DIV/0!"},{"$error":"#DIV/0!"},{"$error":"#DIV/0!"},{"$error":"#DIV/0!"},{"$error":"#DIV/0!"},{"$error":"#DIV/0!"},{"$error":"#DIV/0!"},{"$error":"#DIV/0!"},{"$error":"#DIV/0!"},{"$error":"#DIV/0!"},{"$error":"#DIV/0!"},{"$error":"#DIV/0!"},{"$error":"#DIV/0!"},{"$error":"#DIV/0!"},{"$error":"#DIV/0!"},{"$error":"#DIV/0!"},{"$error":"#DIV/0!"},{"$error":"#DIV/0!"},{"$error":"#DIV/0!"},{"$error":"#DIV/0!"},{"$error":"#DIV/0!"},{"$error":"#DIV/0!"},{"$error":"#DIV/0!"},{"$error":"#DIV/0!"},{"$error":"#DIV/0!"},{"$error":"#DIV/0!"},{"$error":"#DIV/0!"},{"$error":"#DIV/0!"},{"$error":"#DIV/0!"},{"$error":"#DIV/0!"},{"$error":"#DIV/0!"},{"$error":"#DIV/0!"},{"$error":"#DIV/0!"},{"$error":"#DIV/0!"},{"$error":"#DIV/0!"},{"$error":"#DIV/0!"},{"$error":"#DIV/0!"},{"$error":"#DIV/0!"},{"$error":"#DIV/0!"},{"$error":"#DIV/0!"},{"$error":"#DIV/0!"},{"$error":"#DIV/0!"},{"$error":"#DIV/0!"},{"$error":"#DIV/0!"},{"$error":"#DIV/0!"},{"$error":"#DIV/0!"},{"$error":"#DIV/0!"},{"$error":"#DIV/0!"},{"$error":"#DIV/0!"},{"$error":"#DIV/0!"},{"$error":"#DIV/0!"},{"$error":"#DIV/0!"},{"$error":"#DIV/0!"},{"$error":"#DIV/0!"},{"$error":"#DIV/0!"},{"$error":"#DIV/0!"},{"$error":"#DIV/0!"},{"$error":"#DIV/0!"},{"$error":"#DIV/0!"},{"$error":"#DIV/0!"},{"$f":" NLX532","v":{"$error":"#DIV/0!"}},{"$error":"#DIV/0!"},{"$error":"#DIV/0!"},{"$error":"#DIV/0!"},{"$error":"#DIV/0!"},{"$error":"#DIV/0!"},{"$error":"#DIV/0!"},{"$error":"#DIV/0!"},{"$error":"#DIV/0!"},{"$error":"#DIV/0!"},{"$error":"#DIV/0!"},{"$error":"#DIV/0!"},{"$error":"#DIV/0!"},{"$error":"#DIV/0!"},{"$error":"#DIV/0!"},{"$error":"#DIV/0!"},{"$error":"#DIV/0!"},{"$error":"#DIV/0!"},{"$error":"#DIV/0!"},{"$error":"#DIV/0!"},{"$error":"#DIV/0!"},{"$error":"#DIV/0!"},{"$error":"#DIV/0!"},{"$error":"#DIV/0!"},{"$error":"#DIV/0!"},{"$error":"#DIV/0!"},{"$error":"#DIV/0!"},{"$error":"#DIV/0!"},{"$error":"#DIV/0!"},{"$error":"#DIV/0!"},{"$error":"#DIV/0!"},{"$error":"#DIV/0!"},{"$error":"#DIV/0!"},{"$error":"#DIV/0!"},{"$error":"#DIV/0!"},{"$error":"#DIV/0!"},{"$error":"#DIV/0!"},{"$error":"#DIV/0!"},{"$error":"#DIV/0!"},{"$error":"#DIV/0!"},{"$error":"#DIV/0!"},{"$error":"#DIV/0!"},{"$error":"#DIV/0!"},{"$error":"#DIV/0!"},{"$error":"#DIV/0!"},{"$error":"#DIV/0!"},{"$error":"#DIV/0!"},{"$error":"#DIV/0!"},{"$error":"#DIV/0!"},{"$error":"#DIV/0!"},{"$error":"#DIV/0!"},{"$error":"#DIV/0!"},{"$error":"#DIV/0!"},{"$error":"#DIV/0!"},{"$error":"#DIV/0!"},{"$error":"#DIV/0!"},{"$error":"#DIV/0!"},{"$error":"#DIV/0!"},{"$error":"#DIV/0!"},{"$error":"#DIV/0!"},{"$error":"#DIV/0!"},{"$error":"#DIV/0!"},{"$error":"#DIV/0!"},{"$error":"#DIV/0!"},{"$f":" NOJ532","v":{"$error":"#DIV/0!"}},{"$error":"#DIV/0!"},{"$error":"#DIV/0!"},{"$error":"#DIV/0!"},{"$error":"#DIV/0!"},{"$error":"#DIV/0!"},{"$error":"#DIV/0!"},{"$error":"#DIV/0!"},{"$error":"#DIV/0!"},{"$error":"#DIV/0!"},{"$error":"#DIV/0!"},{"$error":"#DIV/0!"},{"$error":"#DIV/0!"},{"$error":"#DIV/0!"},{"$error":"#DIV/0!"},{"$error":"#DIV/0!"},{"$error":"#DIV/0!"},{"$error":"#DIV/0!"},{"$error":"#DIV/0!"},{"$error":"#DIV/0!"},{"$error":"#DIV/0!"},{"$error":"#DIV/0!"},{"$error":"#DIV/0!"},{"$error":"#DIV/0!"},{"$error":"#DIV/0!"},{"$error":"#DIV/0!"},{"$error":"#DIV/0!"},{"$error":"#DIV/0!"},{"$error":"#DIV/0!"},{"$error":"#DIV/0!"},{"$error":"#DIV/0!"},{"$error":"#DIV/0!"},{"$error":"#DIV/0!"},{"$error":"#DIV/0!"},{"$error":"#DIV/0!"},{"$error":"#DIV/0!"},{"$error":"#DIV/0!"},{"$error":"#DIV/0!"},{"$error":"#DIV/0!"},{"$error":"#DIV/0!"},{"$error":"#DIV/0!"},{"$error":"#DIV/0!"},{"$error":"#DIV/0!"},{"$error":"#DIV/0!"},{"$error":"#DIV/0!"},{"$error":"#DIV/0!"},{"$error":"#DIV/0!"},{"$error":"#DIV/0!"},{"$error":"#DIV/0!"},{"$error":"#DIV/0!"},{"$error":"#DIV/0!"},{"$error":"#DIV/0!"},{"$error":"#DIV/0!"},{"$error":"#DIV/0!"},{"$error":"#DIV/0!"},{"$error":"#DIV/0!"},{"$error":"#DIV/0!"},{"$error":"#DIV/0!"},{"$error":"#DIV/0!"},{"$error":"#DIV/0!"},{"$error":"#DIV/0!"},{"$error":"#DIV/0!"},{"$error":"#DIV/0!"},{"$error":"#DIV/0!"},{"$f":" NQV532","v":{"$error":"#DIV/0!"}},{"$error":"#DIV/0!"},{"$error":"#DIV/0!"},{"$error":"#DIV/0!"},{"$error":"#DIV/0!"},{"$error":"#DIV/0!"},{"$error":"#DIV/0!"},{"$error":"#DIV/0!"},{"$error":"#DIV/0!"},{"$error":"#DIV/0!"},{"$error":"#DIV/0!"},{"$error":"#DIV/0!"},{"$error":"#DIV/0!"},{"$error":"#DIV/0!"},{"$error":"#DIV/0!"},{"$error":"#DIV/0!"},{"$error":"#DIV/0!"},{"$error":"#DIV/0!"},{"$error":"#DIV/0!"},{"$error":"#DIV/0!"},{"$error":"#DIV/0!"},{"$error":"#DIV/0!"},{"$error":"#DIV/0!"},{"$error":"#DIV/0!"},{"$error":"#DIV/0!"},{"$error":"#DIV/0!"},{"$error":"#DIV/0!"},{"$error":"#DIV/0!"},{"$error":"#DIV/0!"},{"$error":"#DIV/0!"},{"$error":"#DIV/0!"},{"$error":"#DIV/0!"},{"$error":"#DIV/0!"},{"$error":"#DIV/0!"},{"$error":"#DIV/0!"},{"$error":"#DIV/0!"},{"$error":"#DIV/0!"},{"$error":"#DIV/0!"},{"$error":"#DIV/0!"},{"$error":"#DIV/0!"},{"$error":"#DIV/0!"},{"$error":"#DIV/0!"},{"$error":"#DIV/0!"},{"$error":"#DIV/0!"},{"$error":"#DIV/0!"},{"$error":"#DIV/0!"},{"$error":"#DIV/0!"},{"$error":"#DIV/0!"},{"$error":"#DIV/0!"},{"$error":"#DIV/0!"},{"$error":"#DIV/0!"},{"$error":"#DIV/0!"},{"$error":"#DIV/0!"},{"$error":"#DIV/0!"},{"$error":"#DIV/0!"},{"$error":"#DIV/0!"},{"$error":"#DIV/0!"},{"$error":"#DIV/0!"},{"$error":"#DIV/0!"},{"$error":"#DIV/0!"},{"$error":"#DIV/0!"},{"$error":"#DIV/0!"},{"$error":"#DIV/0!"},{"$error":"#DIV/0!"},{"$f":" NTH532","v":{"$error":"#DIV/0!"}},{"$error":"#DIV/0!"},{"$error":"#DIV/0!"},{"$error":"#DIV/0!"},{"$error":"#DIV/0!"},{"$error":"#DIV/0!"},{"$error":"#DIV/0!"},{"$error":"#DIV/0!"},{"$error":"#DIV/0!"},{"$error":"#DIV/0!"},{"$error":"#DIV/0!"},{"$error":"#DIV/0!"},{"$error":"#DIV/0!"},{"$error":"#DIV/0!"},{"$error":"#DIV/0!"},{"$error":"#DIV/0!"},{"$error":"#DIV/0!"},{"$error":"#DIV/0!"},{"$error":"#DIV/0!"},{"$error":"#DIV/0!"},{"$error":"#DIV/0!"},{"$error":"#DIV/0!"},{"$error":"#DIV/0!"},{"$error":"#DIV/0!"},{"$error":"#DIV/0!"},{"$error":"#DIV/0!"},{"$error":"#DIV/0!"},{"$error":"#DIV/0!"},{"$error":"#DIV/0!"},{"$error":"#DIV/0!"},{"$error":"#DIV/0!"},{"$error":"#DIV/0!"},{"$error":"#DIV/0!"},{"$error":"#DIV/0!"},{"$error":"#DIV/0!"},{"$error":"#DIV/0!"},{"$error":"#DIV/0!"},{"$error":"#DIV/0!"},{"$error":"#DIV/0!"},{"$error":"#DIV/0!"},{"$error":"#DIV/0!"},{"$error":"#DIV/0!"},{"$error":"#DIV/0!"},{"$error":"#DIV/0!"},{"$error":"#DIV/0!"},{"$error":"#DIV/0!"},{"$error":"#DIV/0!"},{"$error":"#DIV/0!"},{"$error":"#DIV/0!"},{"$error":"#DIV/0!"},{"$error":"#DIV/0!"},{"$error":"#DIV/0!"},{"$error":"#DIV/0!"},{"$error":"#DIV/0!"},{"$error":"#DIV/0!"},{"$error":"#DIV/0!"},{"$error":"#DIV/0!"},{"$error":"#DIV/0!"},{"$error":"#DIV/0!"},{"$error":"#DIV/0!"},{"$error":"#DIV/0!"},{"$error":"#DIV/0!"},{"$error":"#DIV/0!"},{"$error":"#DIV/0!"},{"$f":" NVT532","v":{"$error":"#DIV/0!"}},{"$error":"#DIV/0!"},{"$error":"#DIV/0!"},{"$error":"#DIV/0!"},{"$error":"#DIV/0!"},{"$error":"#DIV/0!"},{"$error":"#DIV/0!"},{"$error":"#DIV/0!"},{"$error":"#DIV/0!"},{"$error":"#DIV/0!"},{"$error":"#DIV/0!"},{"$error":"#DIV/0!"},{"$error":"#DIV/0!"},{"$error":"#DIV/0!"},{"$error":"#DIV/0!"},{"$error":"#DIV/0!"},{"$error":"#DIV/0!"},{"$error":"#DIV/0!"},{"$error":"#DIV/0!"},{"$error":"#DIV/0!"},{"$error":"#DIV/0!"},{"$error":"#DIV/0!"},{"$error":"#DIV/0!"},{"$error":"#DIV/0!"},{"$error":"#DIV/0!"},{"$error":"#DIV/0!"},{"$error":"#DIV/0!"},{"$error":"#DIV/0!"},{"$error":"#DIV/0!"},{"$error":"#DIV/0!"},{"$error":"#DIV/0!"},{"$error":"#DIV/0!"},{"$error":"#DIV/0!"},{"$error":"#DIV/0!"},{"$error":"#DIV/0!"},{"$error":"#DIV/0!"},{"$error":"#DIV/0!"},{"$error":"#DIV/0!"},{"$error":"#DIV/0!"},{"$error":"#DIV/0!"},{"$error":"#DIV/0!"},{"$error":"#DIV/0!"},{"$error":"#DIV/0!"},{"$error":"#DIV/0!"},{"$error":"#DIV/0!"},{"$error":"#DIV/0!"},{"$error":"#DIV/0!"},{"$error":"#DIV/0!"},{"$error":"#DIV/0!"},{"$error":"#DIV/0!"},{"$error":"#DIV/0!"},{"$error":"#DIV/0!"},{"$error":"#DIV/0!"},{"$error":"#DIV/0!"},{"$error":"#DIV/0!"},{"$error":"#DIV/0!"},{"$error":"#DIV/0!"},{"$error":"#DIV/0!"},{"$error":"#DIV/0!"},{"$error":"#DIV/0!"},{"$error":"#DIV/0!"},{"$error":"#DIV/0!"},{"$error":"#DIV/0!"},{"$error":"#DIV/0!"},{"$f":" NYF532","v":{"$error":"#DIV/0!"}},{"$error":"#DIV/0!"},{"$error":"#DIV/0!"},{"$error":"#DIV/0!"},{"$error":"#DIV/0!"},{"$error":"#DIV/0!"},{"$error":"#DIV/0!"},{"$error":"#DIV/0!"},{"$error":"#DIV/0!"},{"$error":"#DIV/0!"},{"$error":"#DIV/0!"},{"$error":"#DIV/0!"},{"$error":"#DIV/0!"},{"$error":"#DIV/0!"},{"$error":"#DIV/0!"},{"$error":"#DIV/0!"},{"$error":"#DIV/0!"},{"$error":"#DIV/0!"},{"$error":"#DIV/0!"},{"$error":"#DIV/0!"},{"$error":"#DIV/0!"},{"$error":"#DIV/0!"},{"$error":"#DIV/0!"},{"$error":"#DIV/0!"},{"$error":"#DIV/0!"},{"$error":"#DIV/0!"},{"$error":"#DIV/0!"},{"$error":"#DIV/0!"},{"$error":"#DIV/0!"},{"$error":"#DIV/0!"},{"$error":"#DIV/0!"},{"$error":"#DIV/0!"},{"$error":"#DIV/0!"},{"$error":"#DIV/0!"},{"$error":"#DIV/0!"},{"$error":"#DIV/0!"},{"$error":"#DIV/0!"},{"$error":"#DIV/0!"},{"$error":"#DIV/0!"},{"$error":"#DIV/0!"},{"$error":"#DIV/0!"},{"$error":"#DIV/0!"},{"$error":"#DIV/0!"},{"$error":"#DIV/0!"},{"$error":"#DIV/0!"},{"$error":"#DIV/0!"},{"$error":"#DIV/0!"},{"$error":"#DIV/0!"},{"$error":"#DIV/0!"},{"$error":"#DIV/0!"},{"$error":"#DIV/0!"},{"$error":"#DIV/0!"},{"$error":"#DIV/0!"},{"$error":"#DIV/0!"},{"$error":"#DIV/0!"},{"$error":"#DIV/0!"},{"$error":"#DIV/0!"},{"$error":"#DIV/0!"},{"$error":"#DIV/0!"},{"$error":"#DIV/0!"},{"$error":"#DIV/0!"},{"$error":"#DIV/0!"},{"$error":"#DIV/0!"},{"$error":"#DIV/0!"},{"$f":" OAR532","v":{"$error":"#DIV/0!"}},{"$error":"#DIV/0!"},{"$error":"#DIV/0!"},{"$error":"#DIV/0!"},{"$error":"#DIV/0!"},{"$error":"#DIV/0!"},{"$error":"#DIV/0!"},{"$error":"#DIV/0!"},{"$error":"#DIV/0!"},{"$error":"#DIV/0!"},{"$error":"#DIV/0!"},{"$error":"#DIV/0!"},{"$error":"#DIV/0!"},{"$error":"#DIV/0!"},{"$error":"#DIV/0!"},{"$error":"#DIV/0!"},{"$error":"#DIV/0!"},{"$error":"#DIV/0!"},{"$error":"#DIV/0!"},{"$error":"#DIV/0!"},{"$error":"#DIV/0!"},{"$error":"#DIV/0!"},{"$error":"#DIV/0!"},{"$error":"#DIV/0!"},{"$error":"#DIV/0!"},{"$error":"#DIV/0!"},{"$error":"#DIV/0!"},{"$error":"#DIV/0!"},{"$error":"#DIV/0!"},{"$error":"#DIV/0!"},{"$error":"#DIV/0!"},{"$error":"#DIV/0!"},{"$error":"#DIV/0!"},{"$error":"#DIV/0!"},{"$error":"#DIV/0!"},{"$error":"#DIV/0!"},{"$error":"#DIV/0!"},{"$error":"#DIV/0!"},{"$error":"#DIV/0!"},{"$error":"#DIV/0!"},{"$error":"#DIV/0!"},{"$error":"#DIV/0!"},{"$error":"#DIV/0!"},{"$error":"#DIV/0!"},{"$error":"#DIV/0!"},{"$error":"#DIV/0!"},{"$error":"#DIV/0!"},{"$error":"#DIV/0!"},{"$error":"#DIV/0!"},{"$error":"#DIV/0!"},{"$error":"#DIV/0!"},{"$error":"#DIV/0!"},{"$error":"#DIV/0!"},{"$error":"#DIV/0!"},{"$error":"#DIV/0!"},{"$error":"#DIV/0!"},{"$error":"#DIV/0!"},{"$error":"#DIV/0!"},{"$error":"#DIV/0!"},{"$error":"#DIV/0!"},{"$error":"#DIV/0!"},{"$error":"#DIV/0!"},{"$error":"#DIV/0!"},{"$error":"#DIV/0!"},{"$f":" ODD532","v":{"$error":"#DIV/0!"}},{"$error":"#DIV/0!"},{"$error":"#DIV/0!"},{"$error":"#DIV/0!"},{"$error":"#DIV/0!"},{"$error":"#DIV/0!"},{"$error":"#DIV/0!"},{"$error":"#DIV/0!"},{"$error":"#DIV/0!"},{"$error":"#DIV/0!"},{"$error":"#DIV/0!"},{"$error":"#DIV/0!"},{"$error":"#DIV/0!"},{"$error":"#DIV/0!"},{"$error":"#DIV/0!"},{"$error":"#DIV/0!"},{"$error":"#DIV/0!"},{"$error":"#DIV/0!"},{"$error":"#DIV/0!"},{"$error":"#DIV/0!"},{"$error":"#DIV/0!"},{"$error":"#DIV/0!"},{"$error":"#DIV/0!"},{"$error":"#DIV/0!"},{"$error":"#DIV/0!"},{"$error":"#DIV/0!"},{"$error":"#DIV/0!"},{"$error":"#DIV/0!"},{"$error":"#DIV/0!"},{"$error":"#DIV/0!"},{"$error":"#DIV/0!"},{"$error":"#DIV/0!"},{"$error":"#DIV/0!"},{"$error":"#DIV/0!"},{"$error":"#DIV/0!"},{"$error":"#DIV/0!"},{"$error":"#DIV/0!"},{"$error":"#DIV/0!"},{"$error":"#DIV/0!"},{"$error":"#DIV/0!"},{"$error":"#DIV/0!"},{"$error":"#DIV/0!"},{"$error":"#DIV/0!"},{"$error":"#DIV/0!"},{"$error":"#DIV/0!"},{"$error":"#DIV/0!"},{"$error":"#DIV/0!"},{"$error":"#DIV/0!"},{"$error":"#DIV/0!"},{"$error":"#DIV/0!"},{"$error":"#DIV/0!"},{"$error":"#DIV/0!"},{"$error":"#DIV/0!"},{"$error":"#DIV/0!"},{"$error":"#DIV/0!"},{"$error":"#DIV/0!"},{"$error":"#DIV/0!"},{"$error":"#DIV/0!"},{"$error":"#DIV/0!"},{"$error":"#DIV/0!"},{"$error":"#DIV/0!"},{"$error":"#DIV/0!"},{"$error":"#DIV/0!"},{"$error":"#DIV/0!"},{"$f":" OFP532","v":{"$error":"#DIV/0!"}},{"$error":"#DIV/0!"},{"$error":"#DIV/0!"},{"$error":"#DIV/0!"},{"$error":"#DIV/0!"},{"$error":"#DIV/0!"},{"$error":"#DIV/0!"},{"$error":"#DIV/0!"},{"$error":"#DIV/0!"},{"$error":"#DIV/0!"},{"$error":"#DIV/0!"},{"$error":"#DIV/0!"},{"$error":"#DIV/0!"},{"$error":"#DIV/0!"},{"$error":"#DIV/0!"},{"$error":"#DIV/0!"},{"$error":"#DIV/0!"},{"$error":"#DIV/0!"},{"$error":"#DIV/0!"},{"$error":"#DIV/0!"},{"$error":"#DIV/0!"},{"$error":"#DIV/0!"},{"$error":"#DIV/0!"},{"$error":"#DIV/0!"},{"$error":"#DIV/0!"},{"$error":"#DIV/0!"},{"$error":"#DIV/0!"},{"$error":"#DIV/0!"},{"$error":"#DIV/0!"},{"$error":"#DIV/0!"},{"$error":"#DIV/0!"},{"$error":"#DIV/0!"},{"$error":"#DIV/0!"},{"$error":"#DIV/0!"},{"$error":"#DIV/0!"},{"$error":"#DIV/0!"},{"$error":"#DIV/0!"},{"$error":"#DIV/0!"},{"$error":"#DIV/0!"},{"$error":"#DIV/0!"},{"$error":"#DIV/0!"},{"$error":"#DIV/0!"},{"$error":"#DIV/0!"},{"$error":"#DIV/0!"},{"$error":"#DIV/0!"},{"$error":"#DIV/0!"},{"$error":"#DIV/0!"},{"$error":"#DIV/0!"},{"$error":"#DIV/0!"},{"$error":"#DIV/0!"},{"$error":"#DIV/0!"},{"$error":"#DIV/0!"},{"$error":"#DIV/0!"},{"$error":"#DIV/0!"},{"$error":"#DIV/0!"},{"$error":"#DIV/0!"},{"$error":"#DIV/0!"},{"$error":"#DIV/0!"},{"$error":"#DIV/0!"},{"$error":"#DIV/0!"},{"$error":"#DIV/0!"},{"$error":"#DIV/0!"},{"$error":"#DIV/0!"},{"$error":"#DIV/0!"},{"$f":" OIB532","v":{"$error":"#DIV/0!"}},{"$error":"#DIV/0!"},{"$error":"#DIV/0!"},{"$error":"#DIV/0!"},{"$error":"#DIV/0!"},{"$error":"#DIV/0!"},{"$error":"#DIV/0!"},{"$error":"#DIV/0!"},{"$error":"#DIV/0!"},{"$error":"#DIV/0!"},{"$error":"#DIV/0!"},{"$error":"#DIV/0!"},{"$error":"#DIV/0!"},{"$error":"#DIV/0!"},{"$error":"#DIV/0!"},{"$error":"#DIV/0!"},{"$error":"#DIV/0!"},{"$error":"#DIV/0!"},{"$error":"#DIV/0!"},{"$error":"#DIV/0!"},{"$error":"#DIV/0!"},{"$error":"#DIV/0!"},{"$error":"#DIV/0!"},{"$error":"#DIV/0!"},{"$error":"#DIV/0!"},{"$error":"#DIV/0!"},{"$error":"#DIV/0!"},{"$error":"#DIV/0!"},{"$error":"#DIV/0!"},{"$error":"#DIV/0!"},{"$error":"#DIV/0!"},{"$error":"#DIV/0!"},{"$error":"#DIV/0!"},{"$error":"#DIV/0!"},{"$error":"#DIV/0!"},{"$error":"#DIV/0!"},{"$error":"#DIV/0!"},{"$error":"#DIV/0!"},{"$error":"#DIV/0!"},{"$error":"#DIV/0!"},{"$error":"#DIV/0!"},{"$error":"#DIV/0!"},{"$error":"#DIV/0!"},{"$error":"#DIV/0!"},{"$error":"#DIV/0!"},{"$error":"#DIV/0!"},{"$error":"#DIV/0!"},{"$error":"#DIV/0!"},{"$error":"#DIV/0!"},{"$error":"#DIV/0!"},{"$error":"#DIV/0!"},{"$error":"#DIV/0!"},{"$error":"#DIV/0!"},{"$error":"#DIV/0!"},{"$error":"#DIV/0!"},{"$error":"#DIV/0!"},{"$error":"#DIV/0!"},{"$error":"#DIV/0!"},{"$error":"#DIV/0!"},{"$error":"#DIV/0!"},{"$error":"#DIV/0!"},{"$error":"#DIV/0!"},{"$error":"#DIV/0!"},{"$error":"#DIV/0!"},{"$f":" OKN532","v":{"$error":"#DIV/0!"}},{"$error":"#DIV/0!"},{"$error":"#DIV/0!"},{"$error":"#DIV/0!"},{"$error":"#DIV/0!"},{"$error":"#DIV/0!"},{"$error":"#DIV/0!"},{"$error":"#DIV/0!"},{"$error":"#DIV/0!"},{"$error":"#DIV/0!"},{"$error":"#DIV/0!"},{"$error":"#DIV/0!"},{"$error":"#DIV/0!"},{"$error":"#DIV/0!"},{"$error":"#DIV/0!"},{"$error":"#DIV/0!"},{"$error":"#DIV/0!"},{"$error":"#DIV/0!"},{"$error":"#DIV/0!"},{"$error":"#DIV/0!"},{"$error":"#DIV/0!"},{"$error":"#DIV/0!"},{"$error":"#DIV/0!"},{"$error":"#DIV/0!"},{"$error":"#DIV/0!"},{"$error":"#DIV/0!"},{"$error":"#DIV/0!"},{"$error":"#DIV/0!"},{"$error":"#DIV/0!"},{"$error":"#DIV/0!"},{"$error":"#DIV/0!"},{"$error":"#DIV/0!"},{"$error":"#DIV/0!"},{"$error":"#DIV/0!"},{"$error":"#DIV/0!"},{"$error":"#DIV/0!"},{"$error":"#DIV/0!"},{"$error":"#DIV/0!"},{"$error":"#DIV/0!"},{"$error":"#DIV/0!"},{"$error":"#DIV/0!"},{"$error":"#DIV/0!"},{"$error":"#DIV/0!"},{"$error":"#DIV/0!"},{"$error":"#DIV/0!"},{"$error":"#DIV/0!"},{"$error":"#DIV/0!"},{"$error":"#DIV/0!"},{"$error":"#DIV/0!"},{"$error":"#DIV/0!"},{"$error":"#DIV/0!"},{"$error":"#DIV/0!"},{"$error":"#DIV/0!"},{"$error":"#DIV/0!"},{"$error":"#DIV/0!"},{"$error":"#DIV/0!"},{"$error":"#DIV/0!"},{"$error":"#DIV/0!"},{"$error":"#DIV/0!"},{"$error":"#DIV/0!"},{"$error":"#DIV/0!"},{"$error":"#DIV/0!"},{"$error":"#DIV/0!"},{"$error":"#DIV/0!"},{"$f":" OMZ532","v":{"$error":"#DIV/0!"}},{"$error":"#DIV/0!"},{"$error":"#DIV/0!"},{"$error":"#DIV/0!"},{"$error":"#DIV/0!"},{"$error":"#DIV/0!"},{"$error":"#DIV/0!"},{"$error":"#DIV/0!"},{"$error":"#DIV/0!"},{"$error":"#DIV/0!"},{"$error":"#DIV/0!"},{"$error":"#DIV/0!"},{"$error":"#DIV/0!"},{"$error":"#DIV/0!"},{"$error":"#DIV/0!"},{"$error":"#DIV/0!"},{"$error":"#DIV/0!"},{"$error":"#DIV/0!"},{"$error":"#DIV/0!"},{"$error":"#DIV/0!"},{"$error":"#DIV/0!"},{"$error":"#DIV/0!"},{"$error":"#DIV/0!"},{"$error":"#DIV/0!"},{"$error":"#DIV/0!"},{"$error":"#DIV/0!"},{"$error":"#DIV/0!"},{"$error":"#DIV/0!"},{"$error":"#DIV/0!"},{"$error":"#DIV/0!"},{"$error":"#DIV/0!"},{"$error":"#DIV/0!"},{"$error":"#DIV/0!"},{"$error":"#DIV/0!"},{"$error":"#DIV/0!"},{"$error":"#DIV/0!"},{"$error":"#DIV/0!"},{"$error":"#DIV/0!"},{"$error":"#DIV/0!"},{"$error":"#DIV/0!"},{"$error":"#DIV/0!"},{"$error":"#DIV/0!"},{"$error":"#DIV/0!"},{"$error":"#DIV/0!"},{"$error":"#DIV/0!"},{"$error":"#DIV/0!"},{"$error":"#DIV/0!"},{"$error":"#DIV/0!"},{"$error":"#DIV/0!"},{"$error":"#DIV/0!"},{"$error":"#DIV/0!"},{"$error":"#DIV/0!"},{"$error":"#DIV/0!"},{"$error":"#DIV/0!"},{"$error":"#DIV/0!"},{"$error":"#DIV/0!"},{"$error":"#DIV/0!"},{"$error":"#DIV/0!"},{"$error":"#DIV/0!"},{"$error":"#DIV/0!"},{"$error":"#DIV/0!"},{"$error":"#DIV/0!"},{"$error":"#DIV/0!"},{"$error":"#DIV/0!"},{"$f":" OPL532","v":{"$error":"#DIV/0!"}},{"$error":"#DIV/0!"},{"$error":"#DIV/0!"},{"$error":"#DIV/0!"},{"$error":"#DIV/0!"},{"$error":"#DIV/0!"},{"$error":"#DIV/0!"},{"$error":"#DIV/0!"},{"$error":"#DIV/0!"},{"$error":"#DIV/0!"},{"$error":"#DIV/0!"},{"$error":"#DIV/0!"},{"$error":"#DIV/0!"},{"$error":"#DIV/0!"},{"$error":"#DIV/0!"},{"$error":"#DIV/0!"},{"$error":"#DIV/0!"},{"$error":"#DIV/0!"},{"$error":"#DIV/0!"},{"$error":"#DIV/0!"},{"$error":"#DIV/0!"},{"$error":"#DIV/0!"},{"$error":"#DIV/0!"},{"$error":"#DIV/0!"},{"$error":"#DIV/0!"},{"$error":"#DIV/0!"},{"$error":"#DIV/0!"},{"$error":"#DIV/0!"},{"$error":"#DIV/0!"},{"$error":"#DIV/0!"},{"$error":"#DIV/0!"},{"$error":"#DIV/0!"},{"$error":"#DIV/0!"},{"$error":"#DIV/0!"},{"$error":"#DIV/0!"},{"$error":"#DIV/0!"},{"$error":"#DIV/0!"},{"$error":"#DIV/0!"},{"$error":"#DIV/0!"},{"$error":"#DIV/0!"},{"$error":"#DIV/0!"},{"$error":"#DIV/0!"},{"$error":"#DIV/0!"},{"$error":"#DIV/0!"},{"$error":"#DIV/0!"},{"$error":"#DIV/0!"},{"$error":"#DIV/0!"},{"$error":"#DIV/0!"},{"$error":"#DIV/0!"},{"$error":"#DIV/0!"},{"$error":"#DIV/0!"},{"$error":"#DIV/0!"},{"$error":"#DIV/0!"},{"$error":"#DIV/0!"},{"$error":"#DIV/0!"},{"$error":"#DIV/0!"},{"$error":"#DIV/0!"},{"$error":"#DIV/0!"},{"$error":"#DIV/0!"},{"$error":"#DIV/0!"},{"$error":"#DIV/0!"},{"$error":"#DIV/0!"},{"$error":"#DIV/0!"},{"$error":"#DIV/0!"},{"$f":" ORX532","v":{"$error":"#DIV/0!"}},{"$error":"#DIV/0!"},{"$error":"#DIV/0!"},{"$error":"#DIV/0!"},{"$error":"#DIV/0!"},{"$error":"#DIV/0!"},{"$error":"#DIV/0!"},{"$error":"#DIV/0!"},{"$error":"#DIV/0!"},{"$error":"#DIV/0!"},{"$error":"#DIV/0!"},{"$error":"#DIV/0!"},{"$error":"#DIV/0!"},{"$error":"#DIV/0!"},{"$error":"#DIV/0!"},{"$error":"#DIV/0!"},{"$error":"#DIV/0!"},{"$error":"#DIV/0!"},{"$error":"#DIV/0!"},{"$error":"#DIV/0!"},{"$error":"#DIV/0!"},{"$error":"#DIV/0!"},{"$error":"#DIV/0!"},{"$error":"#DIV/0!"},{"$error":"#DIV/0!"},{"$error":"#DIV/0!"},{"$error":"#DIV/0!"},{"$error":"#DIV/0!"},{"$error":"#DIV/0!"},{"$error":"#DIV/0!"},{"$error":"#DIV/0!"},{"$error":"#DIV/0!"},{"$error":"#DIV/0!"},{"$error":"#DIV/0!"},{"$error":"#DIV/0!"},{"$error":"#DIV/0!"},{"$error":"#DIV/0!"},{"$error":"#DIV/0!"},{"$error":"#DIV/0!"},{"$error":"#DIV/0!"},{"$error":"#DIV/0!"},{"$error":"#DIV/0!"},{"$error":"#DIV/0!"},{"$error":"#DIV/0!"},{"$error":"#DIV/0!"},{"$error":"#DIV/0!"},{"$error":"#DIV/0!"},{"$error":"#DIV/0!"},{"$error":"#DIV/0!"},{"$error":"#DIV/0!"},{"$error":"#DIV/0!"},{"$error":"#DIV/0!"},{"$error":"#DIV/0!"},{"$error":"#DIV/0!"},{"$error":"#DIV/0!"},{"$error":"#DIV/0!"},{"$error":"#DIV/0!"},{"$error":"#DIV/0!"},{"$error":"#DIV/0!"},{"$error":"#DIV/0!"},{"$error":"#DIV/0!"},{"$error":"#DIV/0!"},{"$error":"#DIV/0!"},{"$error":"#DIV/0!"},{"$f":" OUJ532","v":{"$error":"#DIV/0!"}},{"$error":"#DIV/0!"},{"$error":"#DIV/0!"},{"$error":"#DIV/0!"},{"$error":"#DIV/0!"},{"$error":"#DIV/0!"},{"$error":"#DIV/0!"},{"$error":"#DIV/0!"},{"$error":"#DIV/0!"},{"$error":"#DIV/0!"},{"$error":"#DIV/0!"},{"$error":"#DIV/0!"},{"$error":"#DIV/0!"},{"$error":"#DIV/0!"},{"$error":"#DIV/0!"},{"$error":"#DIV/0!"},{"$error":"#DIV/0!"},{"$error":"#DIV/0!"},{"$error":"#DIV/0!"},{"$error":"#DIV/0!"},{"$error":"#DIV/0!"},{"$error":"#DIV/0!"},{"$error":"#DIV/0!"},{"$error":"#DIV/0!"},{"$error":"#DIV/0!"},{"$error":"#DIV/0!"},{"$error":"#DIV/0!"},{"$error":"#DIV/0!"},{"$error":"#DIV/0!"},{"$error":"#DIV/0!"},{"$error":"#DIV/0!"},{"$error":"#DIV/0!"},{"$error":"#DIV/0!"},{"$error":"#DIV/0!"},{"$error":"#DIV/0!"},{"$error":"#DIV/0!"},{"$error":"#DIV/0!"},{"$error":"#DIV/0!"},{"$error":"#DIV/0!"},{"$error":"#DIV/0!"},{"$error":"#DIV/0!"},{"$error":"#DIV/0!"},{"$error":"#DIV/0!"},{"$error":"#DIV/0!"},{"$error":"#DIV/0!"},{"$error":"#DIV/0!"},{"$error":"#DIV/0!"},{"$error":"#DIV/0!"},{"$error":"#DIV/0!"},{"$error":"#DIV/0!"},{"$error":"#DIV/0!"},{"$error":"#DIV/0!"},{"$error":"#DIV/0!"},{"$error":"#DIV/0!"},{"$error":"#DIV/0!"},{"$error":"#DIV/0!"},{"$error":"#DIV/0!"},{"$error":"#DIV/0!"},{"$error":"#DIV/0!"},{"$error":"#DIV/0!"},{"$error":"#DIV/0!"},{"$error":"#DIV/0!"},{"$error":"#DIV/0!"},{"$error":"#DIV/0!"},{"$f":" OWV532","v":{"$error":"#DIV/0!"}},{"$error":"#DIV/0!"},{"$error":"#DIV/0!"},{"$error":"#DIV/0!"},{"$error":"#DIV/0!"},{"$error":"#DIV/0!"},{"$error":"#DIV/0!"},{"$error":"#DIV/0!"},{"$error":"#DIV/0!"},{"$error":"#DIV/0!"},{"$error":"#DIV/0!"},{"$error":"#DIV/0!"},{"$error":"#DIV/0!"},{"$error":"#DIV/0!"},{"$error":"#DIV/0!"},{"$error":"#DIV/0!"},{"$error":"#DIV/0!"},{"$error":"#DIV/0!"},{"$error":"#DIV/0!"},{"$error":"#DIV/0!"},{"$error":"#DIV/0!"},{"$error":"#DIV/0!"},{"$error":"#DIV/0!"},{"$error":"#DIV/0!"},{"$error":"#DIV/0!"},{"$error":"#DIV/0!"},{"$error":"#DIV/0!"},{"$error":"#DIV/0!"},{"$error":"#DIV/0!"},{"$error":"#DIV/0!"},{"$error":"#DIV/0!"},{"$error":"#DIV/0!"},{"$error":"#DIV/0!"},{"$error":"#DIV/0!"},{"$error":"#DIV/0!"},{"$error":"#DIV/0!"},{"$error":"#DIV/0!"},{"$error":"#DIV/0!"},{"$error":"#DIV/0!"},{"$error":"#DIV/0!"},{"$error":"#DIV/0!"},{"$error":"#DIV/0!"},{"$error":"#DIV/0!"},{"$error":"#DIV/0!"},{"$error":"#DIV/0!"},{"$error":"#DIV/0!"},{"$error":"#DIV/0!"},{"$error":"#DIV/0!"},{"$error":"#DIV/0!"},{"$error":"#DIV/0!"},{"$error":"#DIV/0!"},{"$error":"#DIV/0!"},{"$error":"#DIV/0!"},{"$error":"#DIV/0!"},{"$error":"#DIV/0!"},{"$error":"#DIV/0!"},{"$error":"#DIV/0!"},{"$error":"#DIV/0!"},{"$error":"#DIV/0!"},{"$error":"#DIV/0!"},{"$error":"#DIV/0!"},{"$error":"#DIV/0!"},{"$error":"#DIV/0!"},{"$error":"#DIV/0!"},{"$f":" OZH532","v":{"$error":"#DIV/0!"}},{"$error":"#DIV/0!"},{"$error":"#DIV/0!"},{"$error":"#DIV/0!"},{"$error":"#DIV/0!"},{"$error":"#DIV/0!"},{"$error":"#DIV/0!"},{"$error":"#DIV/0!"},{"$error":"#DIV/0!"},{"$error":"#DIV/0!"},{"$error":"#DIV/0!"},{"$error":"#DIV/0!"},{"$error":"#DIV/0!"},{"$error":"#DIV/0!"},{"$error":"#DIV/0!"},{"$error":"#DIV/0!"},{"$error":"#DIV/0!"},{"$error":"#DIV/0!"},{"$error":"#DIV/0!"},{"$error":"#DIV/0!"},{"$error":"#DIV/0!"},{"$error":"#DIV/0!"},{"$error":"#DIV/0!"},{"$error":"#DIV/0!"},{"$error":"#DIV/0!"},{"$error":"#DIV/0!"},{"$error":"#DIV/0!"},{"$error":"#DIV/0!"},{"$error":"#DIV/0!"},{"$error":"#DIV/0!"},{"$error":"#DIV/0!"},{"$error":"#DIV/0!"},{"$error":"#DIV/0!"},{"$error":"#DIV/0!"},{"$error":"#DIV/0!"},{"$error":"#DIV/0!"},{"$error":"#DIV/0!"},{"$error":"#DIV/0!"},{"$error":"#DIV/0!"},{"$error":"#DIV/0!"},{"$error":"#DIV/0!"},{"$error":"#DIV/0!"},{"$error":"#DIV/0!"},{"$error":"#DIV/0!"},{"$error":"#DIV/0!"},{"$error":"#DIV/0!"},{"$error":"#DIV/0!"},{"$error":"#DIV/0!"},{"$error":"#DIV/0!"},{"$error":"#DIV/0!"},{"$error":"#DIV/0!"},{"$error":"#DIV/0!"},{"$error":"#DIV/0!"},{"$error":"#DIV/0!"},{"$error":"#DIV/0!"},{"$error":"#DIV/0!"},{"$error":"#DIV/0!"},{"$error":"#DIV/0!"},{"$error":"#DIV/0!"},{"$error":"#DIV/0!"},{"$error":"#DIV/0!"},{"$error":"#DIV/0!"},{"$error":"#DIV/0!"},{"$error":"#DIV/0!"},{"$f":" PBT532","v":{"$error":"#DIV/0!"}},{"$error":"#DIV/0!"},{"$error":"#DIV/0!"},{"$error":"#DIV/0!"},{"$error":"#DIV/0!"},{"$error":"#DIV/0!"},{"$error":"#DIV/0!"},{"$error":"#DIV/0!"},{"$error":"#DIV/0!"},{"$error":"#DIV/0!"},{"$error":"#DIV/0!"},{"$error":"#DIV/0!"},{"$error":"#DIV/0!"},{"$error":"#DIV/0!"},{"$error":"#DIV/0!"},{"$error":"#DIV/0!"},{"$error":"#DIV/0!"},{"$error":"#DIV/0!"},{"$error":"#DIV/0!"},{"$error":"#DIV/0!"},{"$error":"#DIV/0!"},{"$error":"#DIV/0!"},{"$error":"#DIV/0!"},{"$error":"#DIV/0!"},{"$error":"#DIV/0!"},{"$error":"#DIV/0!"},{"$error":"#DIV/0!"},{"$error":"#DIV/0!"},{"$error":"#DIV/0!"},{"$error":"#DIV/0!"},{"$error":"#DIV/0!"},{"$error":"#DIV/0!"},{"$error":"#DIV/0!"},{"$error":"#DIV/0!"},{"$error":"#DIV/0!"},{"$error":"#DIV/0!"},{"$error":"#DIV/0!"},{"$error":"#DIV/0!"},{"$error":"#DIV/0!"},{"$error":"#DIV/0!"},{"$error":"#DIV/0!"},{"$error":"#DIV/0!"},{"$error":"#DIV/0!"},{"$error":"#DIV/0!"},{"$error":"#DIV/0!"},{"$error":"#DIV/0!"},{"$error":"#DIV/0!"},{"$error":"#DIV/0!"},{"$error":"#DIV/0!"},{"$error":"#DIV/0!"},{"$error":"#DIV/0!"},{"$error":"#DIV/0!"},{"$error":"#DIV/0!"},{"$error":"#DIV/0!"},{"$error":"#DIV/0!"},{"$error":"#DIV/0!"},{"$error":"#DIV/0!"},{"$error":"#DIV/0!"},{"$error":"#DIV/0!"},{"$error":"#DIV/0!"},{"$error":"#DIV/0!"},{"$error":"#DIV/0!"},{"$error":"#DIV/0!"},{"$error":"#DIV/0!"},{"$f":" PEF532","v":{"$error":"#DIV/0!"}},{"$error":"#DIV/0!"},{"$error":"#DIV/0!"},{"$error":"#DIV/0!"},{"$error":"#DIV/0!"},{"$error":"#DIV/0!"},{"$error":"#DIV/0!"},{"$error":"#DIV/0!"},{"$error":"#DIV/0!"},{"$error":"#DIV/0!"},{"$error":"#DIV/0!"},{"$error":"#DIV/0!"},{"$error":"#DIV/0!"},{"$error":"#DIV/0!"},{"$error":"#DIV/0!"},{"$error":"#DIV/0!"},{"$error":"#DIV/0!"},{"$error":"#DIV/0!"},{"$error":"#DIV/0!"},{"$error":"#DIV/0!"},{"$error":"#DIV/0!"},{"$error":"#DIV/0!"},{"$error":"#DIV/0!"},{"$error":"#DIV/0!"},{"$error":"#DIV/0!"},{"$error":"#DIV/0!"},{"$error":"#DIV/0!"},{"$error":"#DIV/0!"},{"$error":"#DIV/0!"},{"$error":"#DIV/0!"},{"$error":"#DIV/0!"},{"$error":"#DIV/0!"},{"$error":"#DIV/0!"},{"$error":"#DIV/0!"},{"$error":"#DIV/0!"},{"$error":"#DIV/0!"},{"$error":"#DIV/0!"},{"$error":"#DIV/0!"},{"$error":"#DIV/0!"},{"$error":"#DIV/0!"},{"$error":"#DIV/0!"},{"$error":"#DIV/0!"},{"$error":"#DIV/0!"},{"$error":"#DIV/0!"},{"$error":"#DIV/0!"},{"$error":"#DIV/0!"},{"$error":"#DIV/0!"},{"$error":"#DIV/0!"},{"$error":"#DIV/0!"},{"$error":"#DIV/0!"},{"$error":"#DIV/0!"},{"$error":"#DIV/0!"},{"$error":"#DIV/0!"},{"$error":"#DIV/0!"},{"$error":"#DIV/0!"},{"$error":"#DIV/0!"},{"$error":"#DIV/0!"},{"$error":"#DIV/0!"},{"$error":"#DIV/0!"},{"$error":"#DIV/0!"},{"$error":"#DIV/0!"},{"$error":"#DIV/0!"},{"$error":"#DIV/0!"},{"$error":"#DIV/0!"},{"$f":" PGR532","v":{"$error":"#DIV/0!"}},{"$error":"#DIV/0!"},{"$error":"#DIV/0!"},{"$error":"#DIV/0!"},{"$error":"#DIV/0!"},{"$error":"#DIV/0!"},{"$error":"#DIV/0!"},{"$error":"#DIV/0!"},{"$error":"#DIV/0!"},{"$error":"#DIV/0!"},{"$error":"#DIV/0!"},{"$error":"#DIV/0!"},{"$error":"#DIV/0!"},{"$error":"#DIV/0!"},{"$error":"#DIV/0!"},{"$error":"#DIV/0!"},{"$error":"#DIV/0!"},{"$error":"#DIV/0!"},{"$error":"#DIV/0!"},{"$error":"#DIV/0!"},{"$error":"#DIV/0!"},{"$error":"#DIV/0!"},{"$error":"#DIV/0!"},{"$error":"#DIV/0!"},{"$error":"#DIV/0!"},{"$error":"#DIV/0!"},{"$error":"#DIV/0!"},{"$error":"#DIV/0!"},{"$error":"#DIV/0!"},{"$error":"#DIV/0!"},{"$error":"#DIV/0!"},{"$error":"#DIV/0!"},{"$error":"#DIV/0!"},{"$error":"#DIV/0!"},{"$error":"#DIV/0!"},{"$error":"#DIV/0!"},{"$error":"#DIV/0!"},{"$error":"#DIV/0!"},{"$error":"#DIV/0!"},{"$error":"#DIV/0!"},{"$error":"#DIV/0!"},{"$error":"#DIV/0!"},{"$error":"#DIV/0!"},{"$error":"#DIV/0!"},{"$error":"#DIV/0!"},{"$error":"#DIV/0!"},{"$error":"#DIV/0!"},{"$error":"#DIV/0!"},{"$error":"#DIV/0!"},{"$error":"#DIV/0!"},{"$error":"#DIV/0!"},{"$error":"#DIV/0!"},{"$error":"#DIV/0!"},{"$error":"#DIV/0!"},{"$error":"#DIV/0!"},{"$error":"#DIV/0!"},{"$error":"#DIV/0!"},{"$error":"#DIV/0!"},{"$error":"#DIV/0!"},{"$error":"#DIV/0!"},{"$error":"#DIV/0!"},{"$error":"#DIV/0!"},{"$error":"#DIV/0!"},{"$error":"#DIV/0!"},{"$f":" PJD532","v":{"$error":"#DIV/0!"}},{"$error":"#DIV/0!"},{"$error":"#DIV/0!"},{"$error":"#DIV/0!"},{"$error":"#DIV/0!"},{"$error":"#DIV/0!"},{"$error":"#DIV/0!"},{"$error":"#DIV/0!"},{"$error":"#DIV/0!"},{"$error":"#DIV/0!"},{"$error":"#DIV/0!"},{"$error":"#DIV/0!"},{"$error":"#DIV/0!"},{"$error":"#DIV/0!"},{"$error":"#DIV/0!"},{"$error":"#DIV/0!"},{"$error":"#DIV/0!"},{"$error":"#DIV/0!"},{"$error":"#DIV/0!"},{"$error":"#DIV/0!"},{"$error":"#DIV/0!"},{"$error":"#DIV/0!"},{"$error":"#DIV/0!"},{"$error":"#DIV/0!"},{"$error":"#DIV/0!"},{"$error":"#DIV/0!"},{"$error":"#DIV/0!"},{"$error":"#DIV/0!"},{"$error":"#DIV/0!"},{"$error":"#DIV/0!"},{"$error":"#DIV/0!"},{"$error":"#DIV/0!"},{"$error":"#DIV/0!"},{"$error":"#DIV/0!"},{"$error":"#DIV/0!"},{"$error":"#DIV/0!"},{"$error":"#DIV/0!"},{"$error":"#DIV/0!"},{"$error":"#DIV/0!"},{"$error":"#DIV/0!"},{"$error":"#DIV/0!"},{"$error":"#DIV/0!"},{"$error":"#DIV/0!"},{"$error":"#DIV/0!"},{"$error":"#DIV/0!"},{"$error":"#DIV/0!"},{"$error":"#DIV/0!"},{"$error":"#DIV/0!"},{"$error":"#DIV/0!"},{"$error":"#DIV/0!"},{"$error":"#DIV/0!"},{"$error":"#DIV/0!"},{"$error":"#DIV/0!"},{"$error":"#DIV/0!"},{"$error":"#DIV/0!"},{"$error":"#DIV/0!"},{"$error":"#DIV/0!"},{"$error":"#DIV/0!"},{"$error":"#DIV/0!"},{"$error":"#DIV/0!"},{"$error":"#DIV/0!"},{"$error":"#DIV/0!"},{"$error":"#DIV/0!"},{"$error":"#DIV/0!"},{"$f":" PLP532","v":{"$error":"#DIV/0!"}},{"$error":"#DIV/0!"},{"$error":"#DIV/0!"},{"$error":"#DIV/0!"},{"$error":"#DIV/0!"},{"$error":"#DIV/0!"},{"$error":"#DIV/0!"},{"$error":"#DIV/0!"},{"$error":"#DIV/0!"},{"$error":"#DIV/0!"},{"$error":"#DIV/0!"},{"$error":"#DIV/0!"},{"$error":"#DIV/0!"},{"$error":"#DIV/0!"},{"$error":"#DIV/0!"},{"$error":"#DIV/0!"},{"$error":"#DIV/0!"},{"$error":"#DIV/0!"},{"$error":"#DIV/0!"},{"$error":"#DIV/0!"},{"$error":"#DIV/0!"},{"$error":"#DIV/0!"},{"$error":"#DIV/0!"},{"$error":"#DIV/0!"},{"$error":"#DIV/0!"},{"$error":"#DIV/0!"},{"$error":"#DIV/0!"},{"$error":"#DIV/0!"},{"$error":"#DIV/0!"},{"$error":"#DIV/0!"},{"$error":"#DIV/0!"},{"$error":"#DIV/0!"},{"$error":"#DIV/0!"},{"$error":"#DIV/0!"},{"$error":"#DIV/0!"},{"$error":"#DIV/0!"},{"$error":"#DIV/0!"},{"$error":"#DIV/0!"},{"$error":"#DIV/0!"},{"$error":"#DIV/0!"},{"$error":"#DIV/0!"},{"$error":"#DIV/0!"},{"$error":"#DIV/0!"},{"$error":"#DIV/0!"},{"$error":"#DIV/0!"},{"$error":"#DIV/0!"},{"$error":"#DIV/0!"},{"$error":"#DIV/0!"},{"$error":"#DIV/0!"},{"$error":"#DIV/0!"},{"$error":"#DIV/0!"},{"$error":"#DIV/0!"},{"$error":"#DIV/0!"},{"$error":"#DIV/0!"},{"$error":"#DIV/0!"},{"$error":"#DIV/0!"},{"$error":"#DIV/0!"},{"$error":"#DIV/0!"},{"$error":"#DIV/0!"},{"$error":"#DIV/0!"},{"$error":"#DIV/0!"},{"$error":"#DIV/0!"},{"$error":"#DIV/0!"},{"$error":"#DIV/0!"},{"$f":" POB532","v":{"$error":"#DIV/0!"}},{"$error":"#DIV/0!"},{"$error":"#DIV/0!"},{"$error":"#DIV/0!"},{"$error":"#DIV/0!"},{"$error":"#DIV/0!"},{"$error":"#DIV/0!"},{"$error":"#DIV/0!"},{"$error":"#DIV/0!"},{"$error":"#DIV/0!"},{"$error":"#DIV/0!"},{"$error":"#DIV/0!"},{"$error":"#DIV/0!"},{"$error":"#DIV/0!"},{"$error":"#DIV/0!"},{"$error":"#DIV/0!"},{"$error":"#DIV/0!"},{"$error":"#DIV/0!"},{"$error":"#DIV/0!"},{"$error":"#DIV/0!"},{"$error":"#DIV/0!"},{"$error":"#DIV/0!"},{"$error":"#DIV/0!"},{"$error":"#DIV/0!"},{"$error":"#DIV/0!"},{"$error":"#DIV/0!"},{"$error":"#DIV/0!"},{"$error":"#DIV/0!"},{"$error":"#DIV/0!"},{"$error":"#DIV/0!"},{"$error":"#DIV/0!"},{"$error":"#DIV/0!"},{"$error":"#DIV/0!"},{"$error":"#DIV/0!"},{"$error":"#DIV/0!"},{"$error":"#DIV/0!"},{"$error":"#DIV/0!"},{"$error":"#DIV/0!"},{"$error":"#DIV/0!"},{"$error":"#DIV/0!"},{"$error":"#DIV/0!"},{"$error":"#DIV/0!"},{"$error":"#DIV/0!"},{"$error":"#DIV/0!"},{"$error":"#DIV/0!"},{"$error":"#DIV/0!"},{"$error":"#DIV/0!"},{"$error":"#DIV/0!"},{"$error":"#DIV/0!"},{"$error":"#DIV/0!"},{"$error":"#DIV/0!"},{"$error":"#DIV/0!"},{"$error":"#DIV/0!"},{"$error":"#DIV/0!"},{"$error":"#DIV/0!"},{"$error":"#DIV/0!"},{"$error":"#DIV/0!"},{"$error":"#DIV/0!"},{"$error":"#DIV/0!"},{"$error":"#DIV/0!"},{"$error":"#DIV/0!"},{"$error":"#DIV/0!"},{"$error":"#DIV/0!"},{"$error":"#DIV/0!"},{"$f":" PQN532","v":{"$error":"#DIV/0!"}},{"$error":"#DIV/0!"},{"$error":"#DIV/0!"},{"$error":"#DIV/0!"},{"$error":"#DIV/0!"},{"$error":"#DIV/0!"},{"$error":"#DIV/0!"},{"$error":"#DIV/0!"},{"$error":"#DIV/0!"},{"$error":"#DIV/0!"},{"$error":"#DIV/0!"},{"$error":"#DIV/0!"},{"$error":"#DIV/0!"},{"$error":"#DIV/0!"},{"$error":"#DIV/0!"},{"$error":"#DIV/0!"},{"$error":"#DIV/0!"},{"$error":"#DIV/0!"},{"$error":"#DIV/0!"},{"$error":"#DIV/0!"},{"$error":"#DIV/0!"},{"$error":"#DIV/0!"},{"$error":"#DIV/0!"},{"$error":"#DIV/0!"},{"$error":"#DIV/0!"},{"$error":"#DIV/0!"},{"$error":"#DIV/0!"},{"$error":"#DIV/0!"},{"$error":"#DIV/0!"},{"$error":"#DIV/0!"},{"$error":"#DIV/0!"},{"$error":"#DIV/0!"},{"$error":"#DIV/0!"},{"$error":"#DIV/0!"},{"$error":"#DIV/0!"},{"$error":"#DIV/0!"},{"$error":"#DIV/0!"},{"$error":"#DIV/0!"},{"$error":"#DIV/0!"},{"$error":"#DIV/0!"},{"$error":"#DIV/0!"},{"$error":"#DIV/0!"},{"$error":"#DIV/0!"},{"$error":"#DIV/0!"},{"$error":"#DIV/0!"},{"$error":"#DIV/0!"},{"$error":"#DIV/0!"},{"$error":"#DIV/0!"},{"$error":"#DIV/0!"},{"$error":"#DIV/0!"},{"$error":"#DIV/0!"},{"$error":"#DIV/0!"},{"$error":"#DIV/0!"},{"$error":"#DIV/0!"},{"$error":"#DIV/0!"},{"$error":"#DIV/0!"},{"$error":"#DIV/0!"},{"$error":"#DIV/0!"},{"$error":"#DIV/0!"},{"$error":"#DIV/0!"},{"$error":"#DIV/0!"},{"$error":"#DIV/0!"},{"$error":"#DIV/0!"},{"$error":"#DIV/0!"},{"$f":" PSZ532","v":{"$error":"#DIV/0!"}},{"$error":"#DIV/0!"},{"$error":"#DIV/0!"},{"$error":"#DIV/0!"},{"$error":"#DIV/0!"},{"$error":"#DIV/0!"},{"$error":"#DIV/0!"},{"$error":"#DIV/0!"},{"$error":"#DIV/0!"},{"$error":"#DIV/0!"},{"$error":"#DIV/0!"},{"$error":"#DIV/0!"},{"$error":"#DIV/0!"},{"$error":"#DIV/0!"},{"$error":"#DIV/0!"},{"$error":"#DIV/0!"},{"$error":"#DIV/0!"},{"$error":"#DIV/0!"},{"$error":"#DIV/0!"},{"$error":"#DIV/0!"},{"$error":"#DIV/0!"},{"$error":"#DIV/0!"},{"$error":"#DIV/0!"},{"$error":"#DIV/0!"},{"$error":"#DIV/0!"},{"$error":"#DIV/0!"},{"$error":"#DIV/0!"},{"$error":"#DIV/0!"},{"$error":"#DIV/0!"},{"$error":"#DIV/0!"},{"$error":"#DIV/0!"},{"$error":"#DIV/0!"},{"$error":"#DIV/0!"},{"$error":"#DIV/0!"},{"$error":"#DIV/0!"},{"$error":"#DIV/0!"},{"$error":"#DIV/0!"},{"$error":"#DIV/0!"},{"$error":"#DIV/0!"},{"$error":"#DIV/0!"},{"$error":"#DIV/0!"},{"$error":"#DIV/0!"},{"$error":"#DIV/0!"},{"$error":"#DIV/0!"},{"$error":"#DIV/0!"},{"$error":"#DIV/0!"},{"$error":"#DIV/0!"},{"$error":"#DIV/0!"},{"$error":"#DIV/0!"},{"$error":"#DIV/0!"},{"$error":"#DIV/0!"},{"$error":"#DIV/0!"},{"$error":"#DIV/0!"},{"$error":"#DIV/0!"},{"$error":"#DIV/0!"},{"$error":"#DIV/0!"},{"$error":"#DIV/0!"},{"$error":"#DIV/0!"},{"$error":"#DIV/0!"},{"$error":"#DIV/0!"},{"$error":"#DIV/0!"},{"$error":"#DIV/0!"},{"$error":"#DIV/0!"},{"$error":"#DIV/0!"},{"$f":" PVL532","v":{"$error":"#DIV/0!"}},{"$error":"#DIV/0!"},{"$error":"#DIV/0!"},{"$error":"#DIV/0!"},{"$error":"#DIV/0!"},{"$error":"#DIV/0!"},{"$error":"#DIV/0!"},{"$error":"#DIV/0!"},{"$error":"#DIV/0!"},{"$error":"#DIV/0!"},{"$error":"#DIV/0!"},{"$error":"#DIV/0!"},{"$error":"#DIV/0!"},{"$error":"#DIV/0!"},{"$error":"#DIV/0!"},{"$error":"#DIV/0!"},{"$error":"#DIV/0!"},{"$error":"#DIV/0!"},{"$error":"#DIV/0!"},{"$error":"#DIV/0!"},{"$error":"#DIV/0!"},{"$error":"#DIV/0!"},{"$error":"#DIV/0!"},{"$error":"#DIV/0!"},{"$error":"#DIV/0!"},{"$error":"#DIV/0!"},{"$error":"#DIV/0!"},{"$error":"#DIV/0!"},{"$error":"#DIV/0!"},{"$error":"#DIV/0!"},{"$error":"#DIV/0!"},{"$error":"#DIV/0!"},{"$error":"#DIV/0!"},{"$error":"#DIV/0!"},{"$error":"#DIV/0!"},{"$error":"#DIV/0!"},{"$error":"#DIV/0!"},{"$error":"#DIV/0!"},{"$error":"#DIV/0!"},{"$error":"#DIV/0!"},{"$error":"#DIV/0!"},{"$error":"#DIV/0!"},{"$error":"#DIV/0!"},{"$error":"#DIV/0!"},{"$error":"#DIV/0!"},{"$error":"#DIV/0!"},{"$error":"#DIV/0!"},{"$error":"#DIV/0!"},{"$error":"#DIV/0!"},{"$error":"#DIV/0!"},{"$error":"#DIV/0!"},{"$error":"#DIV/0!"},{"$error":"#DIV/0!"},{"$error":"#DIV/0!"},{"$error":"#DIV/0!"},{"$error":"#DIV/0!"},{"$error":"#DIV/0!"},{"$error":"#DIV/0!"},{"$error":"#DIV/0!"},{"$error":"#DIV/0!"},{"$error":"#DIV/0!"},{"$error":"#DIV/0!"},{"$error":"#DIV/0!"},{"$error":"#DIV/0!"},{"$f":" PXX532","v":{"$error":"#DIV/0!"}},{"$error":"#DIV/0!"},{"$error":"#DIV/0!"},{"$error":"#DIV/0!"},{"$error":"#DIV/0!"},{"$error":"#DIV/0!"},{"$error":"#DIV/0!"},{"$error":"#DIV/0!"},{"$error":"#DIV/0!"},{"$error":"#DIV/0!"},{"$error":"#DIV/0!"},{"$error":"#DIV/0!"},{"$error":"#DIV/0!"},{"$error":"#DIV/0!"},{"$error":"#DIV/0!"},{"$error":"#DIV/0!"},{"$error":"#DIV/0!"},{"$error":"#DIV/0!"},{"$error":"#DIV/0!"},{"$error":"#DIV/0!"},{"$error":"#DIV/0!"},{"$error":"#DIV/0!"},{"$error":"#DIV/0!"},{"$error":"#DIV/0!"},{"$error":"#DIV/0!"},{"$error":"#DIV/0!"},{"$error":"#DIV/0!"},{"$error":"#DIV/0!"},{"$error":"#DIV/0!"},{"$error":"#DIV/0!"},{"$error":"#DIV/0!"},{"$error":"#DIV/0!"},{"$error":"#DIV/0!"},{"$error":"#DIV/0!"},{"$error":"#DIV/0!"},{"$error":"#DIV/0!"},{"$error":"#DIV/0!"},{"$error":"#DIV/0!"},{"$error":"#DIV/0!"},{"$error":"#DIV/0!"},{"$error":"#DIV/0!"},{"$error":"#DIV/0!"},{"$error":"#DIV/0!"},{"$error":"#DIV/0!"},{"$error":"#DIV/0!"},{"$error":"#DIV/0!"},{"$error":"#DIV/0!"},{"$error":"#DIV/0!"},{"$error":"#DIV/0!"},{"$error":"#DIV/0!"},{"$error":"#DIV/0!"},{"$error":"#DIV/0!"},{"$error":"#DIV/0!"},{"$error":"#DIV/0!"},{"$error":"#DIV/0!"},{"$error":"#DIV/0!"},{"$error":"#DIV/0!"},{"$error":"#DIV/0!"},{"$error":"#DIV/0!"},{"$error":"#DIV/0!"},{"$error":"#DIV/0!"},{"$error":"#DIV/0!"},{"$error":"#DIV/0!"},{"$error":"#DIV/0!"},{"$f":" QAJ532","v":{"$error":"#DIV/0!"}},{"$error":"#DIV/0!"},{"$error":"#DIV/0!"},{"$error":"#DIV/0!"},{"$error":"#DIV/0!"},{"$error":"#DIV/0!"},{"$error":"#DIV/0!"},{"$error":"#DIV/0!"},{"$error":"#DIV/0!"},{"$error":"#DIV/0!"},{"$error":"#DIV/0!"},{"$error":"#DIV/0!"},{"$error":"#DIV/0!"},{"$error":"#DIV/0!"},{"$error":"#DIV/0!"},{"$error":"#DIV/0!"},{"$error":"#DIV/0!"},{"$error":"#DIV/0!"},{"$error":"#DIV/0!"},{"$error":"#DIV/0!"},{"$error":"#DIV/0!"},{"$error":"#DIV/0!"},{"$error":"#DIV/0!"},{"$error":"#DIV/0!"},{"$error":"#DIV/0!"},{"$error":"#DIV/0!"},{"$error":"#DIV/0!"},{"$error":"#DIV/0!"},{"$error":"#DIV/0!"},{"$error":"#DIV/0!"},{"$error":"#DIV/0!"},{"$error":"#DIV/0!"},{"$error":"#DIV/0!"},{"$error":"#DIV/0!"},{"$error":"#DIV/0!"},{"$error":"#DIV/0!"},{"$error":"#DIV/0!"},{"$error":"#DIV/0!"},{"$error":"#DIV/0!"},{"$error":"#DIV/0!"},{"$error":"#DIV/0!"},{"$error":"#DIV/0!"},{"$error":"#DIV/0!"},{"$error":"#DIV/0!"},{"$error":"#DIV/0!"},{"$error":"#DIV/0!"},{"$error":"#DIV/0!"},{"$error":"#DIV/0!"},{"$error":"#DIV/0!"},{"$error":"#DIV/0!"},{"$error":"#DIV/0!"},{"$error":"#DIV/0!"},{"$error":"#DIV/0!"},{"$error":"#DIV/0!"},{"$error":"#DIV/0!"},{"$error":"#DIV/0!"},{"$error":"#DIV/0!"},{"$error":"#DIV/0!"},{"$error":"#DIV/0!"},{"$error":"#DIV/0!"},{"$error":"#DIV/0!"},{"$error":"#DIV/0!"},{"$error":"#DIV/0!"},{"$error":"#DIV/0!"},{"$f":" QCV532","v":{"$error":"#DIV/0!"}},{"$error":"#DIV/0!"},{"$error":"#DIV/0!"},{"$error":"#DIV/0!"},{"$error":"#DIV/0!"},{"$error":"#DIV/0!"},{"$error":"#DIV/0!"},{"$error":"#DIV/0!"},{"$error":"#DIV/0!"},{"$error":"#DIV/0!"},{"$error":"#DIV/0!"},{"$error":"#DIV/0!"},{"$error":"#DIV/0!"},{"$error":"#DIV/0!"},{"$error":"#DIV/0!"},{"$error":"#DIV/0!"},{"$error":"#DIV/0!"},{"$error":"#DIV/0!"},{"$error":"#DIV/0!"},{"$error":"#DIV/0!"},{"$error":"#DIV/0!"},{"$error":"#DIV/0!"},{"$error":"#DIV/0!"},{"$error":"#DIV/0!"},{"$error":"#DIV/0!"},{"$error":"#DIV/0!"},{"$error":"#DIV/0!"},{"$error":"#DIV/0!"},{"$error":"#DIV/0!"},{"$error":"#DIV/0!"},{"$error":"#DIV/0!"},{"$error":"#DIV/0!"},{"$error":"#DIV/0!"},{"$error":"#DIV/0!"},{"$error":"#DIV/0!"},{"$error":"#DIV/0!"},{"$error":"#DIV/0!"},{"$error":"#DIV/0!"},{"$error":"#DIV/0!"},{"$error":"#DIV/0!"},{"$error":"#DIV/0!"},{"$error":"#DIV/0!"},{"$error":"#DIV/0!"},{"$error":"#DIV/0!"},{"$error":"#DIV/0!"},{"$error":"#DIV/0!"},{"$error":"#DIV/0!"},{"$error":"#DIV/0!"},{"$error":"#DIV/0!"},{"$error":"#DIV/0!"},{"$error":"#DIV/0!"},{"$error":"#DIV/0!"},{"$error":"#DIV/0!"},{"$error":"#DIV/0!"},{"$error":"#DIV/0!"},{"$error":"#DIV/0!"},{"$error":"#DIV/0!"},{"$error":"#DIV/0!"},{"$error":"#DIV/0!"},{"$error":"#DIV/0!"},{"$error":"#DIV/0!"},{"$error":"#DIV/0!"},{"$error":"#DIV/0!"},{"$error":"#DIV/0!"},{"$f":" QFH532","v":{"$error":"#DIV/0!"}},{"$error":"#DIV/0!"},{"$error":"#DIV/0!"},{"$error":"#DIV/0!"},{"$error":"#DIV/0!"},{"$error":"#DIV/0!"},{"$error":"#DIV/0!"},{"$error":"#DIV/0!"},{"$error":"#DIV/0!"},{"$error":"#DIV/0!"},{"$error":"#DIV/0!"},{"$error":"#DIV/0!"},{"$error":"#DIV/0!"},{"$error":"#DIV/0!"},{"$error":"#DIV/0!"},{"$error":"#DIV/0!"},{"$error":"#DIV/0!"},{"$error":"#DIV/0!"},{"$error":"#DIV/0!"},{"$error":"#DIV/0!"},{"$error":"#DIV/0!"},{"$error":"#DIV/0!"},{"$error":"#DIV/0!"},{"$error":"#DIV/0!"},{"$error":"#DIV/0!"},{"$error":"#DIV/0!"},{"$error":"#DIV/0!"},{"$error":"#DIV/0!"},{"$error":"#DIV/0!"},{"$error":"#DIV/0!"},{"$error":"#DIV/0!"},{"$error":"#DIV/0!"},{"$error":"#DIV/0!"},{"$error":"#DIV/0!"},{"$error":"#DIV/0!"},{"$error":"#DIV/0!"},{"$error":"#DIV/0!"},{"$error":"#DIV/0!"},{"$error":"#DIV/0!"},{"$error":"#DIV/0!"},{"$error":"#DIV/0!"},{"$error":"#DIV/0!"},{"$error":"#DIV/0!"},{"$error":"#DIV/0!"},{"$error":"#DIV/0!"},{"$error":"#DIV/0!"},{"$error":"#DIV/0!"},{"$error":"#DIV/0!"},{"$error":"#DIV/0!"},{"$error":"#DIV/0!"},{"$error":"#DIV/0!"},{"$error":"#DIV/0!"},{"$error":"#DIV/0!"},{"$error":"#DIV/0!"},{"$error":"#DIV/0!"},{"$error":"#DIV/0!"},{"$error":"#DIV/0!"},{"$error":"#DIV/0!"},{"$error":"#DIV/0!"},{"$error":"#DIV/0!"},{"$error":"#DIV/0!"},{"$error":"#DIV/0!"},{"$error":"#DIV/0!"},{"$error":"#DIV/0!"},{"$f":" QHT532","v":{"$error":"#DIV/0!"}},{"$error":"#DIV/0!"},{"$error":"#DIV/0!"},{"$error":"#DIV/0!"},{"$error":"#DIV/0!"},{"$error":"#DIV/0!"},{"$error":"#DIV/0!"},{"$error":"#DIV/0!"},{"$error":"#DIV/0!"},{"$error":"#DIV/0!"},{"$error":"#DIV/0!"},{"$error":"#DIV/0!"},{"$error":"#DIV/0!"},{"$error":"#DIV/0!"},{"$error":"#DIV/0!"},{"$error":"#DIV/0!"},{"$error":"#DIV/0!"},{"$error":"#DIV/0!"},{"$error":"#DIV/0!"},{"$error":"#DIV/0!"},{"$error":"#DIV/0!"},{"$error":"#DIV/0!"},{"$error":"#DIV/0!"},{"$error":"#DIV/0!"},{"$error":"#DIV/0!"},{"$error":"#DIV/0!"},{"$error":"#DIV/0!"},{"$error":"#DIV/0!"},{"$error":"#DIV/0!"},{"$error":"#DIV/0!"},{"$error":"#DIV/0!"},{"$error":"#DIV/0!"},{"$error":"#DIV/0!"},{"$error":"#DIV/0!"},{"$error":"#DIV/0!"},{"$error":"#DIV/0!"},{"$error":"#DIV/0!"},{"$error":"#DIV/0!"},{"$error":"#DIV/0!"},{"$error":"#DIV/0!"},{"$error":"#DIV/0!"},{"$error":"#DIV/0!"},{"$error":"#DIV/0!"},{"$error":"#DIV/0!"},{"$error":"#DIV/0!"},{"$error":"#DIV/0!"},{"$error":"#DIV/0!"},{"$error":"#DIV/0!"},{"$error":"#DIV/0!"},{"$error":"#DIV/0!"},{"$error":"#DIV/0!"},{"$error":"#DIV/0!"},{"$error":"#DIV/0!"},{"$error":"#DIV/0!"},{"$error":"#DIV/0!"},{"$error":"#DIV/0!"},{"$error":"#DIV/0!"},{"$error":"#DIV/0!"},{"$error":"#DIV/0!"},{"$error":"#DIV/0!"},{"$error":"#DIV/0!"},{"$error":"#DIV/0!"},{"$error":"#DIV/0!"},{"$error":"#DIV/0!"},{"$f":" QKF532","v":{"$error":"#DIV/0!"}},{"$error":"#DIV/0!"},{"$error":"#DIV/0!"},{"$error":"#DIV/0!"},{"$error":"#DIV/0!"},{"$error":"#DIV/0!"},{"$error":"#DIV/0!"},{"$error":"#DIV/0!"},{"$error":"#DIV/0!"},{"$error":"#DIV/0!"},{"$error":"#DIV/0!"},{"$error":"#DIV/0!"},{"$error":"#DIV/0!"},{"$error":"#DIV/0!"},{"$error":"#DIV/0!"},{"$error":"#DIV/0!"},{"$error":"#DIV/0!"},{"$error":"#DIV/0!"},{"$error":"#DIV/0!"},{"$error":"#DIV/0!"},{"$error":"#DIV/0!"},{"$error":"#DIV/0!"},{"$error":"#DIV/0!"},{"$error":"#DIV/0!"},{"$error":"#DIV/0!"},{"$error":"#DIV/0!"},{"$error":"#DIV/0!"},{"$error":"#DIV/0!"},{"$error":"#DIV/0!"},{"$error":"#DIV/0!"},{"$error":"#DIV/0!"},{"$error":"#DIV/0!"},{"$error":"#DIV/0!"},{"$error":"#DIV/0!"},{"$error":"#DIV/0!"},{"$error":"#DIV/0!"},{"$error":"#DIV/0!"},{"$error":"#DIV/0!"},{"$error":"#DIV/0!"},{"$error":"#DIV/0!"},{"$error":"#DIV/0!"},{"$error":"#DIV/0!"},{"$error":"#DIV/0!"},{"$error":"#DIV/0!"},{"$error":"#DIV/0!"},{"$error":"#DIV/0!"},{"$error":"#DIV/0!"},{"$error":"#DIV/0!"},{"$error":"#DIV/0!"},{"$error":"#DIV/0!"},{"$error":"#DIV/0!"},{"$error":"#DIV/0!"},{"$error":"#DIV/0!"},{"$error":"#DIV/0!"},{"$error":"#DIV/0!"},{"$error":"#DIV/0!"},{"$error":"#DIV/0!"},{"$error":"#DIV/0!"},{"$error":"#DIV/0!"},{"$error":"#DIV/0!"},{"$error":"#DIV/0!"},{"$error":"#DIV/0!"},{"$error":"#DIV/0!"},{"$error":"#DIV/0!"},{"$f":" QMR532","v":{"$error":"#DIV/0!"}},{"$error":"#DIV/0!"},{"$error":"#DIV/0!"},{"$error":"#DIV/0!"},{"$error":"#DIV/0!"},{"$error":"#DIV/0!"},{"$error":"#DIV/0!"},{"$error":"#DIV/0!"},{"$error":"#DIV/0!"},{"$error":"#DIV/0!"},{"$error":"#DIV/0!"},{"$error":"#DIV/0!"},{"$error":"#DIV/0!"},{"$error":"#DIV/0!"},{"$error":"#DIV/0!"},{"$error":"#DIV/0!"},{"$error":"#DIV/0!"},{"$error":"#DIV/0!"},{"$error":"#DIV/0!"},{"$error":"#DIV/0!"},{"$error":"#DIV/0!"},{"$error":"#DIV/0!"},{"$error":"#DIV/0!"},{"$error":"#DIV/0!"},{"$error":"#DIV/0!"},{"$error":"#DIV/0!"},{"$error":"#DIV/0!"},{"$error":"#DIV/0!"},{"$error":"#DIV/0!"},{"$error":"#DIV/0!"},{"$error":"#DIV/0!"},{"$error":"#DIV/0!"},{"$error":"#DIV/0!"},{"$error":"#DIV/0!"},{"$error":"#DIV/0!"},{"$error":"#DIV/0!"},{"$error":"#DIV/0!"},{"$error":"#DIV/0!"},{"$error":"#DIV/0!"},{"$error":"#DIV/0!"},{"$error":"#DIV/0!"},{"$error":"#DIV/0!"},{"$error":"#DIV/0!"},{"$error":"#DIV/0!"},{"$error":"#DIV/0!"},{"$error":"#DIV/0!"},{"$error":"#DIV/0!"},{"$error":"#DIV/0!"},{"$error":"#DIV/0!"},{"$error":"#DIV/0!"},{"$error":"#DIV/0!"},{"$error":"#DIV/0!"},{"$error":"#DIV/0!"},{"$error":"#DIV/0!"},{"$error":"#DIV/0!"},{"$error":"#DIV/0!"},{"$error":"#DIV/0!"},{"$error":"#DIV/0!"},{"$error":"#DIV/0!"},{"$error":"#DIV/0!"},{"$error":"#DIV/0!"},{"$error":"#DIV/0!"},{"$error":"#DIV/0!"},{"$error":"#DIV/0!"},{"$f":" QPD532","v":{"$error":"#DIV/0!"}},{"$error":"#DIV/0!"},{"$error":"#DIV/0!"},{"$error":"#DIV/0!"},{"$error":"#DIV/0!"},{"$error":"#DIV/0!"},{"$error":"#DIV/0!"},{"$error":"#DIV/0!"},{"$error":"#DIV/0!"},{"$error":"#DIV/0!"},{"$error":"#DIV/0!"},{"$error":"#DIV/0!"},{"$error":"#DIV/0!"},{"$error":"#DIV/0!"},{"$error":"#DIV/0!"},{"$error":"#DIV/0!"},{"$error":"#DIV/0!"},{"$error":"#DIV/0!"},{"$error":"#DIV/0!"},{"$error":"#DIV/0!"},{"$error":"#DIV/0!"},{"$error":"#DIV/0!"},{"$error":"#DIV/0!"},{"$error":"#DIV/0!"},{"$error":"#DIV/0!"},{"$error":"#DIV/0!"},{"$error":"#DIV/0!"},{"$error":"#DIV/0!"},{"$error":"#DIV/0!"},{"$error":"#DIV/0!"},{"$error":"#DIV/0!"},{"$error":"#DIV/0!"},{"$error":"#DIV/0!"},{"$error":"#DIV/0!"},{"$error":"#DIV/0!"},{"$error":"#DIV/0!"},{"$error":"#DIV/0!"},{"$error":"#DIV/0!"},{"$error":"#DIV/0!"},{"$error":"#DIV/0!"},{"$error":"#DIV/0!"},{"$error":"#DIV/0!"},{"$error":"#DIV/0!"},{"$error":"#DIV/0!"},{"$error":"#DIV/0!"},{"$error":"#DIV/0!"},{"$error":"#DIV/0!"},{"$error":"#DIV/0!"},{"$error":"#DIV/0!"},{"$error":"#DIV/0!"},{"$error":"#DIV/0!"},{"$error":"#DIV/0!"},{"$error":"#DIV/0!"},{"$error":"#DIV/0!"},{"$error":"#DIV/0!"},{"$error":"#DIV/0!"},{"$error":"#DIV/0!"},{"$error":"#DIV/0!"},{"$error":"#DIV/0!"},{"$error":"#DIV/0!"},{"$error":"#DIV/0!"},{"$error":"#DIV/0!"},{"$error":"#DIV/0!"},{"$error":"#DIV/0!"},{"$f":" QRP532","v":{"$error":"#DIV/0!"}},{"$error":"#DIV/0!"},{"$error":"#DIV/0!"},{"$error":"#DIV/0!"},{"$error":"#DIV/0!"},{"$error":"#DIV/0!"},{"$error":"#DIV/0!"},{"$error":"#DIV/0!"},{"$error":"#DIV/0!"},{"$error":"#DIV/0!"},{"$error":"#DIV/0!"},{"$error":"#DIV/0!"},{"$error":"#DIV/0!"},{"$error":"#DIV/0!"},{"$error":"#DIV/0!"},{"$error":"#DIV/0!"},{"$error":"#DIV/0!"},{"$error":"#DIV/0!"},{"$error":"#DIV/0!"},{"$error":"#DIV/0!"},{"$error":"#DIV/0!"},{"$error":"#DIV/0!"},{"$error":"#DIV/0!"},{"$error":"#DIV/0!"},{"$error":"#DIV/0!"},{"$error":"#DIV/0!"},{"$error":"#DIV/0!"},{"$error":"#DIV/0!"},{"$error":"#DIV/0!"},{"$error":"#DIV/0!"},{"$error":"#DIV/0!"},{"$error":"#DIV/0!"},{"$error":"#DIV/0!"},{"$error":"#DIV/0!"},{"$error":"#DIV/0!"},{"$error":"#DIV/0!"},{"$error":"#DIV/0!"},{"$error":"#DIV/0!"},{"$error":"#DIV/0!"},{"$error":"#DIV/0!"},{"$error":"#DIV/0!"},{"$error":"#DIV/0!"},{"$error":"#DIV/0!"},{"$error":"#DIV/0!"},{"$error":"#DIV/0!"},{"$error":"#DIV/0!"},{"$error":"#DIV/0!"},{"$error":"#DIV/0!"},{"$error":"#DIV/0!"},{"$error":"#DIV/0!"},{"$error":"#DIV/0!"},{"$error":"#DIV/0!"},{"$error":"#DIV/0!"},{"$error":"#DIV/0!"},{"$error":"#DIV/0!"},{"$error":"#DIV/0!"},{"$error":"#DIV/0!"},{"$error":"#DIV/0!"},{"$error":"#DIV/0!"},{"$error":"#DIV/0!"},{"$error":"#DIV/0!"},{"$error":"#DIV/0!"},{"$error":"#DIV/0!"},{"$error":"#DIV/0!"},{"$f":" QUB532","v":{"$error":"#DIV/0!"}},{"$error":"#DIV/0!"},{"$error":"#DIV/0!"},{"$error":"#DIV/0!"},{"$error":"#DIV/0!"},{"$error":"#DIV/0!"},{"$error":"#DIV/0!"},{"$error":"#DIV/0!"},{"$error":"#DIV/0!"},{"$error":"#DIV/0!"},{"$error":"#DIV/0!"},{"$error":"#DIV/0!"},{"$error":"#DIV/0!"},{"$error":"#DIV/0!"},{"$error":"#DIV/0!"},{"$error":"#DIV/0!"},{"$error":"#DIV/0!"},{"$error":"#DIV/0!"},{"$error":"#DIV/0!"},{"$error":"#DIV/0!"},{"$error":"#DIV/0!"},{"$error":"#DIV/0!"},{"$error":"#DIV/0!"},{"$error":"#DIV/0!"},{"$error":"#DIV/0!"},{"$error":"#DIV/0!"},{"$error":"#DIV/0!"},{"$error":"#DIV/0!"},{"$error":"#DIV/0!"},{"$error":"#DIV/0!"},{"$error":"#DIV/0!"},{"$error":"#DIV/0!"},{"$error":"#DIV/0!"},{"$error":"#DIV/0!"},{"$error":"#DIV/0!"},{"$error":"#DIV/0!"},{"$error":"#DIV/0!"},{"$error":"#DIV/0!"},{"$error":"#DIV/0!"},{"$error":"#DIV/0!"},{"$error":"#DIV/0!"},{"$error":"#DIV/0!"},{"$error":"#DIV/0!"},{"$error":"#DIV/0!"},{"$error":"#DIV/0!"},{"$error":"#DIV/0!"},{"$error":"#DIV/0!"},{"$error":"#DIV/0!"},{"$error":"#DIV/0!"},{"$error":"#DIV/0!"},{"$error":"#DIV/0!"},{"$error":"#DIV/0!"},{"$error":"#DIV/0!"},{"$error":"#DIV/0!"},{"$error":"#DIV/0!"},{"$error":"#DIV/0!"},{"$error":"#DIV/0!"},{"$error":"#DIV/0!"},{"$error":"#DIV/0!"},{"$error":"#DIV/0!"},{"$error":"#DIV/0!"},{"$error":"#DIV/0!"},{"$error":"#DIV/0!"},{"$error":"#DIV/0!"},{"$f":" QWN532","v":{"$error":"#DIV/0!"}},{"$error":"#DIV/0!"},{"$error":"#DIV/0!"},{"$error":"#DIV/0!"},{"$error":"#DIV/0!"},{"$error":"#DIV/0!"},{"$error":"#DIV/0!"},{"$error":"#DIV/0!"},{"$error":"#DIV/0!"},{"$error":"#DIV/0!"},{"$error":"#DIV/0!"},{"$error":"#DIV/0!"},{"$error":"#DIV/0!"},{"$error":"#DIV/0!"},{"$error":"#DIV/0!"},{"$error":"#DIV/0!"},{"$error":"#DIV/0!"},{"$error":"#DIV/0!"},{"$error":"#DIV/0!"},{"$error":"#DIV/0!"},{"$error":"#DIV/0!"},{"$error":"#DIV/0!"},{"$error":"#DIV/0!"},{"$error":"#DIV/0!"},{"$error":"#DIV/0!"},{"$error":"#DIV/0!"},{"$error":"#DIV/0!"},{"$error":"#DIV/0!"},{"$error":"#DIV/0!"},{"$error":"#DIV/0!"},{"$error":"#DIV/0!"},{"$error":"#DIV/0!"},{"$error":"#DIV/0!"},{"$error":"#DIV/0!"},{"$error":"#DIV/0!"},{"$error":"#DIV/0!"},{"$error":"#DIV/0!"},{"$error":"#DIV/0!"},{"$error":"#DIV/0!"},{"$error":"#DIV/0!"},{"$error":"#DIV/0!"},{"$error":"#DIV/0!"},{"$error":"#DIV/0!"},{"$error":"#DIV/0!"},{"$error":"#DIV/0!"},{"$error":"#DIV/0!"},{"$error":"#DIV/0!"},{"$error":"#DIV/0!"},{"$error":"#DIV/0!"},{"$error":"#DIV/0!"},{"$error":"#DIV/0!"},{"$error":"#DIV/0!"},{"$error":"#DIV/0!"},{"$error":"#DIV/0!"},{"$error":"#DIV/0!"},{"$error":"#DIV/0!"},{"$error":"#DIV/0!"},{"$error":"#DIV/0!"},{"$error":"#DIV/0!"},{"$error":"#DIV/0!"},{"$error":"#DIV/0!"},{"$error":"#DIV/0!"},{"$error":"#DIV/0!"},{"$error":"#DIV/0!"},{"$f":" QYZ532","v":{"$error":"#DIV/0!"}},{"$error":"#DIV/0!"},{"$error":"#DIV/0!"},{"$error":"#DIV/0!"},{"$error":"#DIV/0!"},{"$error":"#DIV/0!"},{"$error":"#DIV/0!"},{"$error":"#DIV/0!"},{"$error":"#DIV/0!"},{"$error":"#DIV/0!"},{"$error":"#DIV/0!"},{"$error":"#DIV/0!"},{"$error":"#DIV/0!"},{"$error":"#DIV/0!"},{"$error":"#DIV/0!"},{"$error":"#DIV/0!"},{"$error":"#DIV/0!"},{"$error":"#DIV/0!"},{"$error":"#DIV/0!"},{"$error":"#DIV/0!"},{"$error":"#DIV/0!"},{"$error":"#DIV/0!"},{"$error":"#DIV/0!"},{"$error":"#DIV/0!"},{"$error":"#DIV/0!"},{"$error":"#DIV/0!"},{"$error":"#DIV/0!"},{"$error":"#DIV/0!"},{"$error":"#DIV/0!"},{"$error":"#DIV/0!"},{"$error":"#DIV/0!"},{"$error":"#DIV/0!"},{"$error":"#DIV/0!"},{"$error":"#DIV/0!"},{"$error":"#DIV/0!"},{"$error":"#DIV/0!"},{"$error":"#DIV/0!"},{"$error":"#DIV/0!"},{"$error":"#DIV/0!"},{"$error":"#DIV/0!"},{"$error":"#DIV/0!"},{"$error":"#DIV/0!"},{"$error":"#DIV/0!"},{"$error":"#DIV/0!"},{"$error":"#DIV/0!"},{"$error":"#DIV/0!"},{"$error":"#DIV/0!"},{"$error":"#DIV/0!"},{"$error":"#DIV/0!"},{"$error":"#DIV/0!"},{"$error":"#DIV/0!"},{"$error":"#DIV/0!"},{"$error":"#DIV/0!"},{"$error":"#DIV/0!"},{"$error":"#DIV/0!"},{"$error":"#DIV/0!"},{"$error":"#DIV/0!"},{"$error":"#DIV/0!"},{"$error":"#DIV/0!"},{"$error":"#DIV/0!"},{"$error":"#DIV/0!"},{"$error":"#DIV/0!"},{"$error":"#DIV/0!"},{"$error":"#DIV/0!"},{"$f":" RBL532","v":{"$error":"#DIV/0!"}},{"$error":"#DIV/0!"},{"$error":"#DIV/0!"},{"$error":"#DIV/0!"},{"$error":"#DIV/0!"},{"$error":"#DIV/0!"},{"$error":"#DIV/0!"},{"$error":"#DIV/0!"},{"$error":"#DIV/0!"},{"$error":"#DIV/0!"},{"$error":"#DIV/0!"},{"$error":"#DIV/0!"},{"$error":"#DIV/0!"},{"$error":"#DIV/0!"},{"$error":"#DIV/0!"},{"$error":"#DIV/0!"},{"$error":"#DIV/0!"},{"$error":"#DIV/0!"},{"$error":"#DIV/0!"},{"$error":"#DIV/0!"},{"$error":"#DIV/0!"},{"$error":"#DIV/0!"},{"$error":"#DIV/0!"},{"$error":"#DIV/0!"},{"$error":"#DIV/0!"},{"$error":"#DIV/0!"},{"$error":"#DIV/0!"},{"$error":"#DIV/0!"},{"$error":"#DIV/0!"},{"$error":"#DIV/0!"},{"$error":"#DIV/0!"},{"$error":"#DIV/0!"},{"$error":"#DIV/0!"},{"$error":"#DIV/0!"},{"$error":"#DIV/0!"},{"$error":"#DIV/0!"},{"$error":"#DIV/0!"},{"$error":"#DIV/0!"},{"$error":"#DIV/0!"},{"$error":"#DIV/0!"},{"$error":"#DIV/0!"},{"$error":"#DIV/0!"},{"$error":"#DIV/0!"},{"$error":"#DIV/0!"},{"$error":"#DIV/0!"},{"$error":"#DIV/0!"},{"$error":"#DIV/0!"},{"$error":"#DIV/0!"},{"$error":"#DIV/0!"},{"$error":"#DIV/0!"},{"$error":"#DIV/0!"},{"$error":"#DIV/0!"},{"$error":"#DIV/0!"},{"$error":"#DIV/0!"},{"$error":"#DIV/0!"},{"$error":"#DIV/0!"},{"$error":"#DIV/0!"},{"$error":"#DIV/0!"},{"$error":"#DIV/0!"},{"$error":"#DIV/0!"},{"$error":"#DIV/0!"},{"$error":"#DIV/0!"},{"$error":"#DIV/0!"},{"$error":"#DIV/0!"},{"$f":" RDX532","v":{"$error":"#DIV/0!"}},{"$error":"#DIV/0!"},{"$error":"#DIV/0!"},{"$error":"#DIV/0!"},{"$error":"#DIV/0!"},{"$error":"#DIV/0!"},{"$error":"#DIV/0!"},{"$error":"#DIV/0!"},{"$error":"#DIV/0!"},{"$error":"#DIV/0!"},{"$error":"#DIV/0!"},{"$error":"#DIV/0!"},{"$error":"#DIV/0!"},{"$error":"#DIV/0!"},{"$error":"#DIV/0!"},{"$error":"#DIV/0!"},{"$error":"#DIV/0!"},{"$error":"#DIV/0!"},{"$error":"#DIV/0!"},{"$error":"#DIV/0!"},{"$error":"#DIV/0!"},{"$error":"#DIV/0!"},{"$error":"#DIV/0!"},{"$error":"#DIV/0!"},{"$error":"#DIV/0!"},{"$error":"#DIV/0!"},{"$error":"#DIV/0!"},{"$error":"#DIV/0!"},{"$error":"#DIV/0!"},{"$error":"#DIV/0!"},{"$error":"#DIV/0!"},{"$error":"#DIV/0!"},{"$error":"#DIV/0!"},{"$error":"#DIV/0!"},{"$error":"#DIV/0!"},{"$error":"#DIV/0!"},{"$error":"#DIV/0!"},{"$error":"#DIV/0!"},{"$error":"#DIV/0!"},{"$error":"#DIV/0!"},{"$error":"#DIV/0!"},{"$error":"#DIV/0!"},{"$error":"#DIV/0!"},{"$error":"#DIV/0!"},{"$error":"#DIV/0!"},{"$error":"#DIV/0!"},{"$error":"#DIV/0!"},{"$error":"#DIV/0!"},{"$error":"#DIV/0!"},{"$error":"#DIV/0!"},{"$error":"#DIV/0!"},{"$error":"#DIV/0!"},{"$error":"#DIV/0!"},{"$error":"#DIV/0!"},{"$error":"#DIV/0!"},{"$error":"#DIV/0!"},{"$error":"#DIV/0!"},{"$error":"#DIV/0!"},{"$error":"#DIV/0!"},{"$error":"#DIV/0!"},{"$error":"#DIV/0!"},{"$error":"#DIV/0!"},{"$error":"#DIV/0!"},{"$error":"#DIV/0!"},{"$f":" RGJ532","v":{"$error":"#DIV/0!"}},{"$error":"#DIV/0!"},{"$error":"#DIV/0!"},{"$error":"#DIV/0!"},{"$error":"#DIV/0!"},{"$error":"#DIV/0!"},{"$error":"#DIV/0!"},{"$error":"#DIV/0!"},{"$error":"#DIV/0!"},{"$error":"#DIV/0!"},{"$error":"#DIV/0!"},{"$error":"#DIV/0!"},{"$error":"#DIV/0!"},{"$error":"#DIV/0!"},{"$error":"#DIV/0!"},{"$error":"#DIV/0!"},{"$error":"#DIV/0!"},{"$error":"#DIV/0!"},{"$error":"#DIV/0!"},{"$error":"#DIV/0!"},{"$error":"#DIV/0!"},{"$error":"#DIV/0!"},{"$error":"#DIV/0!"},{"$error":"#DIV/0!"},{"$error":"#DIV/0!"},{"$error":"#DIV/0!"},{"$error":"#DIV/0!"},{"$error":"#DIV/0!"},{"$error":"#DIV/0!"},{"$error":"#DIV/0!"},{"$error":"#DIV/0!"},{"$error":"#DIV/0!"},{"$error":"#DIV/0!"},{"$error":"#DIV/0!"},{"$error":"#DIV/0!"},{"$error":"#DIV/0!"},{"$error":"#DIV/0!"},{"$error":"#DIV/0!"},{"$error":"#DIV/0!"},{"$error":"#DIV/0!"},{"$error":"#DIV/0!"},{"$error":"#DIV/0!"},{"$error":"#DIV/0!"},{"$error":"#DIV/0!"},{"$error":"#DIV/0!"},{"$error":"#DIV/0!"},{"$error":"#DIV/0!"},{"$error":"#DIV/0!"},{"$error":"#DIV/0!"},{"$error":"#DIV/0!"},{"$error":"#DIV/0!"},{"$error":"#DIV/0!"},{"$error":"#DIV/0!"},{"$error":"#DIV/0!"},{"$error":"#DIV/0!"},{"$error":"#DIV/0!"},{"$error":"#DIV/0!"},{"$error":"#DIV/0!"},{"$error":"#DIV/0!"},{"$error":"#DIV/0!"},{"$error":"#DIV/0!"},{"$error":"#DIV/0!"},{"$error":"#DIV/0!"},{"$error":"#DIV/0!"},{"$f":" RIV532","v":{"$error":"#DIV/0!"}},{"$error":"#DIV/0!"},{"$error":"#DIV/0!"},{"$error":"#DIV/0!"},{"$error":"#DIV/0!"},{"$error":"#DIV/0!"},{"$error":"#DIV/0!"},{"$error":"#DIV/0!"},{"$error":"#DIV/0!"},{"$error":"#DIV/0!"},{"$error":"#DIV/0!"},{"$error":"#DIV/0!"},{"$error":"#DIV/0!"},{"$error":"#DIV/0!"},{"$error":"#DIV/0!"},{"$error":"#DIV/0!"},{"$error":"#DIV/0!"},{"$error":"#DIV/0!"},{"$error":"#DIV/0!"},{"$error":"#DIV/0!"},{"$error":"#DIV/0!"},{"$error":"#DIV/0!"},{"$error":"#DIV/0!"},{"$error":"#DIV/0!"},{"$error":"#DIV/0!"},{"$error":"#DIV/0!"},{"$error":"#DIV/0!"},{"$error":"#DIV/0!"},{"$error":"#DIV/0!"},{"$error":"#DIV/0!"},{"$error":"#DIV/0!"},{"$error":"#DIV/0!"},{"$error":"#DIV/0!"},{"$error":"#DIV/0!"},{"$error":"#DIV/0!"},{"$error":"#DIV/0!"},{"$error":"#DIV/0!"},{"$error":"#DIV/0!"},{"$error":"#DIV/0!"},{"$error":"#DIV/0!"},{"$error":"#DIV/0!"},{"$error":"#DIV/0!"},{"$error":"#DIV/0!"},{"$error":"#DIV/0!"},{"$error":"#DIV/0!"},{"$error":"#DIV/0!"},{"$error":"#DIV/0!"},{"$error":"#DIV/0!"},{"$error":"#DIV/0!"},{"$error":"#DIV/0!"},{"$error":"#DIV/0!"},{"$error":"#DIV/0!"},{"$error":"#DIV/0!"},{"$error":"#DIV/0!"},{"$error":"#DIV/0!"},{"$error":"#DIV/0!"},{"$error":"#DIV/0!"},{"$error":"#DIV/0!"},{"$error":"#DIV/0!"},{"$error":"#DIV/0!"},{"$error":"#DIV/0!"},{"$error":"#DIV/0!"},{"$error":"#DIV/0!"},{"$error":"#DIV/0!"},{"$f":" RLH532","v":{"$error":"#DIV/0!"}},{"$error":"#DIV/0!"},{"$error":"#DIV/0!"},{"$error":"#DIV/0!"},{"$error":"#DIV/0!"},{"$error":"#DIV/0!"},{"$error":"#DIV/0!"},{"$error":"#DIV/0!"},{"$error":"#DIV/0!"},{"$error":"#DIV/0!"},{"$error":"#DIV/0!"},{"$error":"#DIV/0!"},{"$error":"#DIV/0!"},{"$error":"#DIV/0!"},{"$error":"#DIV/0!"},{"$error":"#DIV/0!"},{"$error":"#DIV/0!"},{"$error":"#DIV/0!"},{"$error":"#DIV/0!"},{"$error":"#DIV/0!"},{"$error":"#DIV/0!"},{"$error":"#DIV/0!"},{"$error":"#DIV/0!"},{"$error":"#DIV/0!"},{"$error":"#DIV/0!"},{"$error":"#DIV/0!"},{"$error":"#DIV/0!"},{"$error":"#DIV/0!"},{"$error":"#DIV/0!"},{"$error":"#DIV/0!"},{"$error":"#DIV/0!"},{"$error":"#DIV/0!"},{"$error":"#DIV/0!"},{"$error":"#DIV/0!"},{"$error":"#DIV/0!"},{"$error":"#DIV/0!"},{"$error":"#DIV/0!"},{"$error":"#DIV/0!"},{"$error":"#DIV/0!"},{"$error":"#DIV/0!"},{"$error":"#DIV/0!"},{"$error":"#DIV/0!"},{"$error":"#DIV/0!"},{"$error":"#DIV/0!"},{"$error":"#DIV/0!"},{"$error":"#DIV/0!"},{"$error":"#DIV/0!"},{"$error":"#DIV/0!"},{"$error":"#DIV/0!"},{"$error":"#DIV/0!"},{"$error":"#DIV/0!"},{"$error":"#DIV/0!"},{"$error":"#DIV/0!"},{"$error":"#DIV/0!"},{"$error":"#DIV/0!"},{"$error":"#DIV/0!"},{"$error":"#DIV/0!"},{"$error":"#DIV/0!"},{"$error":"#DIV/0!"},{"$error":"#DIV/0!"},{"$error":"#DIV/0!"},{"$error":"#DIV/0!"},{"$error":"#DIV/0!"},{"$error":"#DIV/0!"},{"$f":" RNT532","v":{"$error":"#DIV/0!"}},{"$error":"#DIV/0!"},{"$error":"#DIV/0!"},{"$error":"#DIV/0!"},{"$error":"#DIV/0!"},{"$error":"#DIV/0!"},{"$error":"#DIV/0!"},{"$error":"#DIV/0!"},{"$error":"#DIV/0!"},{"$error":"#DIV/0!"},{"$error":"#DIV/0!"},{"$error":"#DIV/0!"},{"$error":"#DIV/0!"},{"$error":"#DIV/0!"},{"$error":"#DIV/0!"},{"$error":"#DIV/0!"},{"$error":"#DIV/0!"},{"$error":"#DIV/0!"},{"$error":"#DIV/0!"},{"$error":"#DIV/0!"},{"$error":"#DIV/0!"},{"$error":"#DIV/0!"},{"$error":"#DIV/0!"},{"$error":"#DIV/0!"},{"$error":"#DIV/0!"},{"$error":"#DIV/0!"},{"$error":"#DIV/0!"},{"$error":"#DIV/0!"},{"$error":"#DIV/0!"},{"$error":"#DIV/0!"},{"$error":"#DIV/0!"},{"$error":"#DIV/0!"},{"$error":"#DIV/0!"},{"$error":"#DIV/0!"},{"$error":"#DIV/0!"},{"$error":"#DIV/0!"},{"$error":"#DIV/0!"},{"$error":"#DIV/0!"},{"$error":"#DIV/0!"},{"$error":"#DIV/0!"},{"$error":"#DIV/0!"},{"$error":"#DIV/0!"},{"$error":"#DIV/0!"},{"$error":"#DIV/0!"},{"$error":"#DIV/0!"},{"$error":"#DIV/0!"},{"$error":"#DIV/0!"},{"$error":"#DIV/0!"},{"$error":"#DIV/0!"},{"$error":"#DIV/0!"},{"$error":"#DIV/0!"},{"$error":"#DIV/0!"},{"$error":"#DIV/0!"},{"$error":"#DIV/0!"},{"$error":"#DIV/0!"},{"$error":"#DIV/0!"},{"$error":"#DIV/0!"},{"$error":"#DIV/0!"},{"$error":"#DIV/0!"},{"$error":"#DIV/0!"},{"$error":"#DIV/0!"},{"$error":"#DIV/0!"},{"$error":"#DIV/0!"},{"$error":"#DIV/0!"},{"$f":" RQF532","v":{"$error":"#DIV/0!"}},{"$error":"#DIV/0!"},{"$error":"#DIV/0!"},{"$error":"#DIV/0!"},{"$error":"#DIV/0!"},{"$error":"#DIV/0!"},{"$error":"#DIV/0!"},{"$error":"#DIV/0!"},{"$error":"#DIV/0!"},{"$error":"#DIV/0!"},{"$error":"#DIV/0!"},{"$error":"#DIV/0!"},{"$error":"#DIV/0!"},{"$error":"#DIV/0!"},{"$error":"#DIV/0!"},{"$error":"#DIV/0!"},{"$error":"#DIV/0!"},{"$error":"#DIV/0!"},{"$error":"#DIV/0!"},{"$error":"#DIV/0!"},{"$error":"#DIV/0!"},{"$error":"#DIV/0!"},{"$error":"#DIV/0!"},{"$error":"#DIV/0!"},{"$error":"#DIV/0!"},{"$error":"#DIV/0!"},{"$error":"#DIV/0!"},{"$error":"#DIV/0!"},{"$error":"#DIV/0!"},{"$error":"#DIV/0!"},{"$error":"#DIV/0!"},{"$error":"#DIV/0!"},{"$error":"#DIV/0!"},{"$error":"#DIV/0!"},{"$error":"#DIV/0!"},{"$error":"#DIV/0!"},{"$error":"#DIV/0!"},{"$error":"#DIV/0!"},{"$error":"#DIV/0!"},{"$error":"#DIV/0!"},{"$error":"#DIV/0!"},{"$error":"#DIV/0!"},{"$error":"#DIV/0!"},{"$error":"#DIV/0!"},{"$error":"#DIV/0!"},{"$error":"#DIV/0!"},{"$error":"#DIV/0!"},{"$error":"#DIV/0!"},{"$error":"#DIV/0!"},{"$error":"#DIV/0!"},{"$error":"#DIV/0!"},{"$error":"#DIV/0!"},{"$error":"#DIV/0!"},{"$error":"#DIV/0!"},{"$error":"#DIV/0!"},{"$error":"#DIV/0!"},{"$error":"#DIV/0!"},{"$error":"#DIV/0!"},{"$error":"#DIV/0!"},{"$error":"#DIV/0!"},{"$error":"#DIV/0!"},{"$error":"#DIV/0!"},{"$error":"#DIV/0!"},{"$error":"#DIV/0!"},{"$f":" RSR532","v":{"$error":"#DIV/0!"}},{"$error":"#DIV/0!"},{"$error":"#DIV/0!"},{"$error":"#DIV/0!"},{"$error":"#DIV/0!"},{"$error":"#DIV/0!"},{"$error":"#DIV/0!"},{"$error":"#DIV/0!"},{"$error":"#DIV/0!"},{"$error":"#DIV/0!"},{"$error":"#DIV/0!"},{"$error":"#DIV/0!"},{"$error":"#DIV/0!"},{"$error":"#DIV/0!"},{"$error":"#DIV/0!"},{"$error":"#DIV/0!"},{"$error":"#DIV/0!"},{"$error":"#DIV/0!"},{"$error":"#DIV/0!"},{"$error":"#DIV/0!"},{"$error":"#DIV/0!"},{"$error":"#DIV/0!"},{"$error":"#DIV/0!"},{"$error":"#DIV/0!"},{"$error":"#DIV/0!"},{"$error":"#DIV/0!"},{"$error":"#DIV/0!"},{"$error":"#DIV/0!"},{"$error":"#DIV/0!"},{"$error":"#DIV/0!"},{"$error":"#DIV/0!"},{"$error":"#DIV/0!"},{"$error":"#DIV/0!"},{"$error":"#DIV/0!"},{"$error":"#DIV/0!"},{"$error":"#DIV/0!"},{"$error":"#DIV/0!"},{"$error":"#DIV/0!"},{"$error":"#DIV/0!"},{"$error":"#DIV/0!"},{"$error":"#DIV/0!"},{"$error":"#DIV/0!"},{"$error":"#DIV/0!"},{"$error":"#DIV/0!"},{"$error":"#DIV/0!"},{"$error":"#DIV/0!"},{"$error":"#DIV/0!"},{"$error":"#DIV/0!"},{"$error":"#DIV/0!"},{"$error":"#DIV/0!"},{"$error":"#DIV/0!"},{"$error":"#DIV/0!"},{"$error":"#DIV/0!"},{"$error":"#DIV/0!"},{"$error":"#DIV/0!"},{"$error":"#DIV/0!"},{"$error":"#DIV/0!"},{"$error":"#DIV/0!"},{"$error":"#DIV/0!"},{"$error":"#DIV/0!"},{"$error":"#DIV/0!"},{"$error":"#DIV/0!"},{"$error":"#DIV/0!"},{"$error":"#DIV/0!"},{"$f":" RVD532","v":{"$error":"#DIV/0!"}},{"$error":"#DIV/0!"},{"$error":"#DIV/0!"},{"$error":"#DIV/0!"},{"$error":"#DIV/0!"},{"$error":"#DIV/0!"},{"$error":"#DIV/0!"},{"$error":"#DIV/0!"},{"$error":"#DIV/0!"},{"$error":"#DIV/0!"},{"$error":"#DIV/0!"},{"$error":"#DIV/0!"},{"$error":"#DIV/0!"},{"$error":"#DIV/0!"},{"$error":"#DIV/0!"},{"$error":"#DIV/0!"},{"$error":"#DIV/0!"},{"$error":"#DIV/0!"},{"$error":"#DIV/0!"},{"$error":"#DIV/0!"},{"$error":"#DIV/0!"},{"$error":"#DIV/0!"},{"$error":"#DIV/0!"},{"$error":"#DIV/0!"},{"$error":"#DIV/0!"},{"$error":"#DIV/0!"},{"$error":"#DIV/0!"},{"$error":"#DIV/0!"},{"$error":"#DIV/0!"},{"$error":"#DIV/0!"},{"$error":"#DIV/0!"},{"$error":"#DIV/0!"},{"$error":"#DIV/0!"},{"$error":"#DIV/0!"},{"$error":"#DIV/0!"},{"$error":"#DIV/0!"},{"$error":"#DIV/0!"},{"$error":"#DIV/0!"},{"$error":"#DIV/0!"},{"$error":"#DIV/0!"},{"$error":"#DIV/0!"},{"$error":"#DIV/0!"},{"$error":"#DIV/0!"},{"$error":"#DIV/0!"},{"$error":"#DIV/0!"},{"$error":"#DIV/0!"},{"$error":"#DIV/0!"},{"$error":"#DIV/0!"},{"$error":"#DIV/0!"},{"$error":"#DIV/0!"},{"$error":"#DIV/0!"},{"$error":"#DIV/0!"},{"$error":"#DIV/0!"},{"$error":"#DIV/0!"},{"$error":"#DIV/0!"},{"$error":"#DIV/0!"},{"$error":"#DIV/0!"},{"$error":"#DIV/0!"},{"$error":"#DIV/0!"},{"$error":"#DIV/0!"},{"$error":"#DIV/0!"},{"$error":"#DIV/0!"},{"$error":"#DIV/0!"},{"$error":"#DIV/0!"},{"$f":" RXP532","v":{"$error":"#DIV/0!"}},{"$error":"#DIV/0!"},{"$error":"#DIV/0!"},{"$error":"#DIV/0!"},{"$error":"#DIV/0!"},{"$error":"#DIV/0!"},{"$error":"#DIV/0!"},{"$error":"#DIV/0!"},{"$error":"#DIV/0!"},{"$error":"#DIV/0!"},{"$error":"#DIV/0!"},{"$error":"#DIV/0!"},{"$error":"#DIV/0!"},{"$error":"#DIV/0!"},{"$error":"#DIV/0!"},{"$error":"#DIV/0!"},{"$error":"#DIV/0!"},{"$error":"#DIV/0!"},{"$error":"#DIV/0!"},{"$error":"#DIV/0!"},{"$error":"#DIV/0!"},{"$error":"#DIV/0!"},{"$error":"#DIV/0!"},{"$error":"#DIV/0!"},{"$error":"#DIV/0!"},{"$error":"#DIV/0!"},{"$error":"#DIV/0!"},{"$error":"#DIV/0!"},{"$error":"#DIV/0!"},{"$error":"#DIV/0!"},{"$error":"#DIV/0!"},{"$error":"#DIV/0!"},{"$error":"#DIV/0!"},{"$error":"#DIV/0!"},{"$error":"#DIV/0!"},{"$error":"#DIV/0!"},{"$error":"#DIV/0!"},{"$error":"#DIV/0!"},{"$error":"#DIV/0!"},{"$error":"#DIV/0!"},{"$error":"#DIV/0!"},{"$error":"#DIV/0!"},{"$error":"#DIV/0!"},{"$error":"#DIV/0!"},{"$error":"#DIV/0!"},{"$error":"#DIV/0!"},{"$error":"#DIV/0!"},{"$error":"#DIV/0!"},{"$error":"#DIV/0!"},{"$error":"#DIV/0!"},{"$error":"#DIV/0!"},{"$error":"#DIV/0!"},{"$error":"#DIV/0!"},{"$error":"#DIV/0!"},{"$error":"#DIV/0!"},{"$error":"#DIV/0!"},{"$error":"#DIV/0!"},{"$error":"#DIV/0!"},{"$error":"#DIV/0!"},{"$error":"#DIV/0!"},{"$error":"#DIV/0!"},{"$error":"#DIV/0!"},{"$error":"#DIV/0!"},{"$error":"#DIV/0!"},{"$f":" SAB532","v":{"$error":"#DIV/0!"}},{"$error":"#DIV/0!"},{"$error":"#DIV/0!"},{"$error":"#DIV/0!"},{"$error":"#DIV/0!"},{"$error":"#DIV/0!"},{"$error":"#DIV/0!"},{"$error":"#DIV/0!"},{"$error":"#DIV/0!"},{"$error":"#DIV/0!"},{"$error":"#DIV/0!"},{"$error":"#DIV/0!"},{"$error":"#DIV/0!"},{"$error":"#DIV/0!"},{"$error":"#DIV/0!"},{"$error":"#DIV/0!"},{"$error":"#DIV/0!"},{"$error":"#DIV/0!"},{"$error":"#DIV/0!"},{"$error":"#DIV/0!"},{"$error":"#DIV/0!"},{"$error":"#DIV/0!"},{"$error":"#DIV/0!"},{"$error":"#DIV/0!"},{"$error":"#DIV/0!"},{"$error":"#DIV/0!"},{"$error":"#DIV/0!"},{"$error":"#DIV/0!"},{"$error":"#DIV/0!"},{"$error":"#DIV/0!"},{"$error":"#DIV/0!"},{"$error":"#DIV/0!"},{"$error":"#DIV/0!"},{"$error":"#DIV/0!"},{"$error":"#DIV/0!"},{"$error":"#DIV/0!"},{"$error":"#DIV/0!"},{"$error":"#DIV/0!"},{"$error":"#DIV/0!"},{"$error":"#DIV/0!"},{"$error":"#DIV/0!"},{"$error":"#DIV/0!"},{"$error":"#DIV/0!"},{"$error":"#DIV/0!"},{"$error":"#DIV/0!"},{"$error":"#DIV/0!"},{"$error":"#DIV/0!"},{"$error":"#DIV/0!"},{"$error":"#DIV/0!"},{"$error":"#DIV/0!"},{"$error":"#DIV/0!"},{"$error":"#DIV/0!"},{"$error":"#DIV/0!"},{"$error":"#DIV/0!"},{"$error":"#DIV/0!"},{"$error":"#DIV/0!"},{"$error":"#DIV/0!"},{"$error":"#DIV/0!"},{"$error":"#DIV/0!"},{"$error":"#DIV/0!"},{"$error":"#DIV/0!"},{"$error":"#DIV/0!"},{"$error":"#DIV/0!"},{"$error":"#DIV/0!"},{"$f":" SCN532","v":{"$error":"#DIV/0!"}},{"$error":"#DIV/0!"},{"$error":"#DIV/0!"},{"$error":"#DIV/0!"},{"$error":"#DIV/0!"},{"$error":"#DIV/0!"},{"$error":"#DIV/0!"},{"$error":"#DIV/0!"},{"$error":"#DIV/0!"},{"$error":"#DIV/0!"},{"$error":"#DIV/0!"},{"$error":"#DIV/0!"},{"$error":"#DIV/0!"},{"$error":"#DIV/0!"},{"$error":"#DIV/0!"},{"$error":"#DIV/0!"},{"$error":"#DIV/0!"},{"$error":"#DIV/0!"},{"$error":"#DIV/0!"},{"$error":"#DIV/0!"},{"$error":"#DIV/0!"},{"$error":"#DIV/0!"},{"$error":"#DIV/0!"},{"$error":"#DIV/0!"},{"$error":"#DIV/0!"},{"$error":"#DIV/0!"},{"$error":"#DIV/0!"},{"$error":"#DIV/0!"},{"$error":"#DIV/0!"},{"$error":"#DIV/0!"},{"$error":"#DIV/0!"},{"$error":"#DIV/0!"},{"$error":"#DIV/0!"},{"$error":"#DIV/0!"},{"$error":"#DIV/0!"},{"$error":"#DIV/0!"},{"$error":"#DIV/0!"},{"$error":"#DIV/0!"},{"$error":"#DIV/0!"},{"$error":"#DIV/0!"},{"$error":"#DIV/0!"},{"$error":"#DIV/0!"},{"$error":"#DIV/0!"},{"$error":"#DIV/0!"},{"$error":"#DIV/0!"},{"$error":"#DIV/0!"},{"$error":"#DIV/0!"},{"$error":"#DIV/0!"},{"$error":"#DIV/0!"},{"$error":"#DIV/0!"},{"$error":"#DIV/0!"},{"$error":"#DIV/0!"},{"$error":"#DIV/0!"},{"$error":"#DIV/0!"},{"$error":"#DIV/0!"},{"$error":"#DIV/0!"},{"$error":"#DIV/0!"},{"$error":"#DIV/0!"},{"$error":"#DIV/0!"},{"$error":"#DIV/0!"},{"$error":"#DIV/0!"},{"$error":"#DIV/0!"},{"$error":"#DIV/0!"},{"$error":"#DIV/0!"},{"$f":" SEZ532","v":{"$error":"#DIV/0!"}},{"$error":"#DIV/0!"},{"$error":"#DIV/0!"},{"$error":"#DIV/0!"},{"$error":"#DIV/0!"},{"$error":"#DIV/0!"},{"$error":"#DIV/0!"},{"$error":"#DIV/0!"},{"$error":"#DIV/0!"},{"$error":"#DIV/0!"},{"$error":"#DIV/0!"},{"$error":"#DIV/0!"},{"$error":"#DIV/0!"},{"$error":"#DIV/0!"},{"$error":"#DIV/0!"},{"$error":"#DIV/0!"},{"$error":"#DIV/0!"},{"$error":"#DIV/0!"},{"$error":"#DIV/0!"},{"$error":"#DIV/0!"},{"$error":"#DIV/0!"},{"$error":"#DIV/0!"},{"$error":"#DIV/0!"},{"$error":"#DIV/0!"},{"$error":"#DIV/0!"},{"$error":"#DIV/0!"},{"$error":"#DIV/0!"},{"$error":"#DIV/0!"},{"$error":"#DIV/0!"},{"$error":"#DIV/0!"},{"$error":"#DIV/0!"},{"$error":"#DIV/0!"},{"$error":"#DIV/0!"},{"$error":"#DIV/0!"},{"$error":"#DIV/0!"},{"$error":"#DIV/0!"},{"$error":"#DIV/0!"},{"$error":"#DIV/0!"},{"$error":"#DIV/0!"},{"$error":"#DIV/0!"},{"$error":"#DIV/0!"},{"$error":"#DIV/0!"},{"$error":"#DIV/0!"},{"$error":"#DIV/0!"},{"$error":"#DIV/0!"},{"$error":"#DIV/0!"},{"$error":"#DIV/0!"},{"$error":"#DIV/0!"},{"$error":"#DIV/0!"},{"$error":"#DIV/0!"},{"$error":"#DIV/0!"},{"$error":"#DIV/0!"},{"$error":"#DIV/0!"},{"$error":"#DIV/0!"},{"$error":"#DIV/0!"},{"$error":"#DIV/0!"},{"$error":"#DIV/0!"},{"$error":"#DIV/0!"},{"$error":"#DIV/0!"},{"$error":"#DIV/0!"},{"$error":"#DIV/0!"},{"$error":"#DIV/0!"},{"$error":"#DIV/0!"},{"$error":"#DIV/0!"},{"$f":" SHL532","v":{"$error":"#DIV/0!"}},{"$error":"#DIV/0!"},{"$error":"#DIV/0!"},{"$error":"#DIV/0!"},{"$error":"#DIV/0!"},{"$error":"#DIV/0!"},{"$error":"#DIV/0!"},{"$error":"#DIV/0!"},{"$error":"#DIV/0!"},{"$error":"#DIV/0!"},{"$error":"#DIV/0!"},{"$error":"#DIV/0!"},{"$error":"#DIV/0!"},{"$error":"#DIV/0!"},{"$error":"#DIV/0!"},{"$error":"#DIV/0!"},{"$error":"#DIV/0!"},{"$error":"#DIV/0!"},{"$error":"#DIV/0!"},{"$error":"#DIV/0!"},{"$error":"#DIV/0!"},{"$error":"#DIV/0!"},{"$error":"#DIV/0!"},{"$error":"#DIV/0!"},{"$error":"#DIV/0!"},{"$error":"#DIV/0!"},{"$error":"#DIV/0!"},{"$error":"#DIV/0!"},{"$error":"#DIV/0!"},{"$error":"#DIV/0!"},{"$error":"#DIV/0!"},{"$error":"#DIV/0!"},{"$error":"#DIV/0!"},{"$error":"#DIV/0!"},{"$error":"#DIV/0!"},{"$error":"#DIV/0!"},{"$error":"#DIV/0!"},{"$error":"#DIV/0!"},{"$error":"#DIV/0!"},{"$error":"#DIV/0!"},{"$error":"#DIV/0!"},{"$error":"#DIV/0!"},{"$error":"#DIV/0!"},{"$error":"#DIV/0!"},{"$error":"#DIV/0!"},{"$error":"#DIV/0!"},{"$error":"#DIV/0!"},{"$error":"#DIV/0!"},{"$error":"#DIV/0!"},{"$error":"#DIV/0!"},{"$error":"#DIV/0!"},{"$error":"#DIV/0!"},{"$error":"#DIV/0!"},{"$error":"#DIV/0!"},{"$error":"#DIV/0!"},{"$error":"#DIV/0!"},{"$error":"#DIV/0!"},{"$error":"#DIV/0!"},{"$error":"#DIV/0!"},{"$error":"#DIV/0!"},{"$error":"#DIV/0!"},{"$error":"#DIV/0!"},{"$error":"#DIV/0!"},{"$error":"#DIV/0!"},{"$f":" SJX532","v":{"$error":"#DIV/0!"}},{"$error":"#DIV/0!"},{"$error":"#DIV/0!"},{"$error":"#DIV/0!"},{"$error":"#DIV/0!"},{"$error":"#DIV/0!"},{"$error":"#DIV/0!"},{"$error":"#DIV/0!"},{"$error":"#DIV/0!"},{"$error":"#DIV/0!"},{"$error":"#DIV/0!"},{"$error":"#DIV/0!"},{"$error":"#DIV/0!"},{"$error":"#DIV/0!"},{"$error":"#DIV/0!"},{"$error":"#DIV/0!"},{"$error":"#DIV/0!"},{"$error":"#DIV/0!"},{"$error":"#DIV/0!"},{"$error":"#DIV/0!"},{"$error":"#DIV/0!"},{"$error":"#DIV/0!"},{"$error":"#DIV/0!"},{"$error":"#DIV/0!"},{"$error":"#DIV/0!"},{"$error":"#DIV/0!"},{"$error":"#DIV/0!"},{"$error":"#DIV/0!"},{"$error":"#DIV/0!"},{"$error":"#DIV/0!"},{"$error":"#DIV/0!"},{"$error":"#DIV/0!"},{"$error":"#DIV/0!"},{"$error":"#DIV/0!"},{"$error":"#DIV/0!"},{"$error":"#DIV/0!"},{"$error":"#DIV/0!"},{"$error":"#DIV/0!"},{"$error":"#DIV/0!"},{"$error":"#DIV/0!"},{"$error":"#DIV/0!"},{"$error":"#DIV/0!"},{"$error":"#DIV/0!"},{"$error":"#DIV/0!"},{"$error":"#DIV/0!"},{"$error":"#DIV/0!"},{"$error":"#DIV/0!"},{"$error":"#DIV/0!"},{"$error":"#DIV/0!"},{"$error":"#DIV/0!"},{"$error":"#DIV/0!"},{"$error":"#DIV/0!"},{"$error":"#DIV/0!"},{"$error":"#DIV/0!"},{"$error":"#DIV/0!"},{"$error":"#DIV/0!"},{"$error":"#DIV/0!"},{"$error":"#DIV/0!"},{"$error":"#DIV/0!"},{"$error":"#DIV/0!"},{"$error":"#DIV/0!"},{"$error":"#DIV/0!"},{"$error":"#DIV/0!"},{"$error":"#DIV/0!"},{"$f":" SMJ532","v":{"$error":"#DIV/0!"}},{"$error":"#DIV/0!"},{"$error":"#DIV/0!"},{"$error":"#DIV/0!"},{"$error":"#DIV/0!"},{"$error":"#DIV/0!"},{"$error":"#DIV/0!"},{"$error":"#DIV/0!"},{"$error":"#DIV/0!"},{"$error":"#DIV/0!"},{"$error":"#DIV/0!"},{"$error":"#DIV/0!"},{"$error":"#DIV/0!"},{"$error":"#DIV/0!"},{"$error":"#DIV/0!"},{"$error":"#DIV/0!"},{"$error":"#DIV/0!"},{"$error":"#DIV/0!"},{"$error":"#DIV/0!"},{"$error":"#DIV/0!"},{"$error":"#DIV/0!"},{"$error":"#DIV/0!"},{"$error":"#DIV/0!"},{"$error":"#DIV/0!"},{"$error":"#DIV/0!"},{"$error":"#DIV/0!"},{"$error":"#DIV/0!"},{"$error":"#DIV/0!"},{"$error":"#DIV/0!"},{"$error":"#DIV/0!"},{"$error":"#DIV/0!"},{"$error":"#DIV/0!"},{"$error":"#DIV/0!"},{"$error":"#DIV/0!"},{"$error":"#DIV/0!"},{"$error":"#DIV/0!"},{"$error":"#DIV/0!"},{"$error":"#DIV/0!"},{"$error":"#DIV/0!"},{"$error":"#DIV/0!"},{"$error":"#DIV/0!"},{"$error":"#DIV/0!"},{"$error":"#DIV/0!"},{"$error":"#DIV/0!"},{"$error":"#DIV/0!"},{"$error":"#DIV/0!"},{"$error":"#DIV/0!"},{"$error":"#DIV/0!"},{"$error":"#DIV/0!"},{"$error":"#DIV/0!"},{"$error":"#DIV/0!"},{"$error":"#DIV/0!"},{"$error":"#DIV/0!"},{"$error":"#DIV/0!"},{"$error":"#DIV/0!"},{"$error":"#DIV/0!"},{"$error":"#DIV/0!"},{"$error":"#DIV/0!"},{"$error":"#DIV/0!"},{"$error":"#DIV/0!"},{"$error":"#DIV/0!"},{"$error":"#DIV/0!"},{"$error":"#DIV/0!"},{"$error":"#DIV/0!"},{"$f":" SOV532","v":{"$error":"#DIV/0!"}},{"$error":"#DIV/0!"},{"$error":"#DIV/0!"},{"$error":"#DIV/0!"},{"$error":"#DIV/0!"},{"$error":"#DIV/0!"},{"$error":"#DIV/0!"},{"$error":"#DIV/0!"},{"$error":"#DIV/0!"},{"$error":"#DIV/0!"},{"$error":"#DIV/0!"},{"$error":"#DIV/0!"},{"$error":"#DIV/0!"},{"$error":"#DIV/0!"},{"$error":"#DIV/0!"},{"$error":"#DIV/0!"},{"$error":"#DIV/0!"},{"$error":"#DIV/0!"},{"$error":"#DIV/0!"},{"$error":"#DIV/0!"},{"$error":"#DIV/0!"},{"$error":"#DIV/0!"},{"$error":"#DIV/0!"},{"$error":"#DIV/0!"},{"$error":"#DIV/0!"},{"$error":"#DIV/0!"},{"$error":"#DIV/0!"},{"$error":"#DIV/0!"},{"$error":"#DIV/0!"},{"$error":"#DIV/0!"},{"$error":"#DIV/0!"},{"$error":"#DIV/0!"},{"$error":"#DIV/0!"},{"$error":"#DIV/0!"},{"$error":"#DIV/0!"},{"$error":"#DIV/0!"},{"$error":"#DIV/0!"},{"$error":"#DIV/0!"},{"$error":"#DIV/0!"},{"$error":"#DIV/0!"},{"$error":"#DIV/0!"},{"$error":"#DIV/0!"},{"$error":"#DIV/0!"},{"$error":"#DIV/0!"},{"$error":"#DIV/0!"},{"$error":"#DIV/0!"},{"$error":"#DIV/0!"},{"$error":"#DIV/0!"},{"$error":"#DIV/0!"},{"$error":"#DIV/0!"},{"$error":"#DIV/0!"},{"$error":"#DIV/0!"},{"$error":"#DIV/0!"},{"$error":"#DIV/0!"},{"$error":"#DIV/0!"},{"$error":"#DIV/0!"},{"$error":"#DIV/0!"},{"$error":"#DIV/0!"},{"$error":"#DIV/0!"},{"$error":"#DIV/0!"},{"$error":"#DIV/0!"},{"$error":"#DIV/0!"},{"$error":"#DIV/0!"},{"$error":"#DIV/0!"},{"$f":" SRH532","v":{"$error":"#DIV/0!"}},{"$error":"#DIV/0!"},{"$error":"#DIV/0!"},{"$error":"#DIV/0!"},{"$error":"#DIV/0!"},{"$error":"#DIV/0!"},{"$error":"#DIV/0!"},{"$error":"#DIV/0!"},{"$error":"#DIV/0!"},{"$error":"#DIV/0!"},{"$error":"#DIV/0!"},{"$error":"#DIV/0!"},{"$error":"#DIV/0!"},{"$error":"#DIV/0!"},{"$error":"#DIV/0!"},{"$error":"#DIV/0!"},{"$error":"#DIV/0!"},{"$error":"#DIV/0!"},{"$error":"#DIV/0!"},{"$error":"#DIV/0!"},{"$error":"#DIV/0!"},{"$error":"#DIV/0!"},{"$error":"#DIV/0!"},{"$error":"#DIV/0!"},{"$error":"#DIV/0!"},{"$error":"#DIV/0!"},{"$error":"#DIV/0!"},{"$error":"#DIV/0!"},{"$error":"#DIV/0!"},{"$error":"#DIV/0!"},{"$error":"#DIV/0!"},{"$error":"#DIV/0!"},{"$error":"#DIV/0!"},{"$error":"#DIV/0!"},{"$error":"#DIV/0!"},{"$error":"#DIV/0!"},{"$error":"#DIV/0!"},{"$error":"#DIV/0!"},{"$error":"#DIV/0!"},{"$error":"#DIV/0!"},{"$error":"#DIV/0!"},{"$error":"#DIV/0!"},{"$error":"#DIV/0!"},{"$error":"#DIV/0!"},{"$error":"#DIV/0!"},{"$error":"#DIV/0!"},{"$error":"#DIV/0!"},{"$error":"#DIV/0!"},{"$error":"#DIV/0!"},{"$error":"#DIV/0!"},{"$error":"#DIV/0!"},{"$error":"#DIV/0!"},{"$error":"#DIV/0!"},{"$error":"#DIV/0!"},{"$error":"#DIV/0!"},{"$error":"#DIV/0!"},{"$error":"#DIV/0!"},{"$error":"#DIV/0!"},{"$error":"#DIV/0!"},{"$error":"#DIV/0!"},{"$error":"#DIV/0!"},{"$error":"#DIV/0!"},{"$error":"#DIV/0!"},{"$error":"#DIV/0!"},{"$f":" STT532","v":{"$error":"#DIV/0!"}},{"$error":"#DIV/0!"},{"$error":"#DIV/0!"},{"$error":"#DIV/0!"},{"$error":"#DIV/0!"},{"$error":"#DIV/0!"},{"$error":"#DIV/0!"},{"$error":"#DIV/0!"},{"$error":"#DIV/0!"},{"$error":"#DIV/0!"},{"$error":"#DIV/0!"},{"$error":"#DIV/0!"},{"$error":"#DIV/0!"},{"$error":"#DIV/0!"},{"$error":"#DIV/0!"},{"$error":"#DIV/0!"},{"$error":"#DIV/0!"},{"$error":"#DIV/0!"},{"$error":"#DIV/0!"},{"$error":"#DIV/0!"},{"$error":"#DIV/0!"},{"$error":"#DIV/0!"},{"$error":"#DIV/0!"},{"$error":"#DIV/0!"},{"$error":"#DIV/0!"},{"$error":"#DIV/0!"},{"$error":"#DIV/0!"},{"$error":"#DIV/0!"},{"$error":"#DIV/0!"},{"$error":"#DIV/0!"},{"$error":"#DIV/0!"},{"$error":"#DIV/0!"},{"$error":"#DIV/0!"},{"$error":"#DIV/0!"},{"$error":"#DIV/0!"},{"$error":"#DIV/0!"},{"$error":"#DIV/0!"},{"$error":"#DIV/0!"},{"$error":"#DIV/0!"},{"$error":"#DIV/0!"},{"$error":"#DIV/0!"},{"$error":"#DIV/0!"},{"$error":"#DIV/0!"},{"$error":"#DIV/0!"},{"$error":"#DIV/0!"},{"$error":"#DIV/0!"},{"$error":"#DIV/0!"},{"$error":"#DIV/0!"},{"$error":"#DIV/0!"},{"$error":"#DIV/0!"},{"$error":"#DIV/0!"},{"$error":"#DIV/0!"},{"$error":"#DIV/0!"},{"$error":"#DIV/0!"},{"$error":"#DIV/0!"},{"$error":"#DIV/0!"},{"$error":"#DIV/0!"},{"$error":"#DIV/0!"},{"$error":"#DIV/0!"},{"$error":"#DIV/0!"},{"$error":"#DIV/0!"},{"$error":"#DIV/0!"},{"$error":"#DIV/0!"},{"$error":"#DIV/0!"},{"$f":" SWF532","v":{"$error":"#DIV/0!"}},{"$error":"#DIV/0!"},{"$error":"#DIV/0!"},{"$error":"#DIV/0!"},{"$error":"#DIV/0!"},{"$error":"#DIV/0!"},{"$error":"#DIV/0!"},{"$error":"#DIV/0!"},{"$error":"#DIV/0!"},{"$error":"#DIV/0!"},{"$error":"#DIV/0!"},{"$error":"#DIV/0!"},{"$error":"#DIV/0!"},{"$error":"#DIV/0!"},{"$error":"#DIV/0!"},{"$error":"#DIV/0!"},{"$error":"#DIV/0!"},{"$error":"#DIV/0!"},{"$error":"#DIV/0!"},{"$error":"#DIV/0!"},{"$error":"#DIV/0!"},{"$error":"#DIV/0!"},{"$error":"#DIV/0!"},{"$error":"#DIV/0!"},{"$error":"#DIV/0!"},{"$error":"#DIV/0!"},{"$error":"#DIV/0!"},{"$error":"#DIV/0!"},{"$error":"#DIV/0!"},{"$error":"#DIV/0!"},{"$error":"#DIV/0!"},{"$error":"#DIV/0!"},{"$error":"#DIV/0!"},{"$error":"#DIV/0!"},{"$error":"#DIV/0!"},{"$error":"#DIV/0!"},{"$error":"#DIV/0!"},{"$error":"#DIV/0!"},{"$error":"#DIV/0!"},{"$error":"#DIV/0!"},{"$error":"#DIV/0!"},{"$error":"#DIV/0!"},{"$error":"#DIV/0!"},{"$error":"#DIV/0!"},{"$error":"#DIV/0!"},{"$error":"#DIV/0!"},{"$error":"#DIV/0!"},{"$error":"#DIV/0!"},{"$error":"#DIV/0!"},{"$error":"#DIV/0!"},{"$error":"#DIV/0!"},{"$error":"#DIV/0!"},{"$error":"#DIV/0!"},{"$error":"#DIV/0!"},{"$error":"#DIV/0!"},{"$error":"#DIV/0!"},{"$error":"#DIV/0!"},{"$error":"#DIV/0!"},{"$error":"#DIV/0!"},{"$error":"#DIV/0!"},{"$error":"#DIV/0!"},{"$error":"#DIV/0!"},{"$error":"#DIV/0!"},{"$error":"#DIV/0!"},{"$f":" SYR532","v":{"$error":"#DIV/0!"}},{"$error":"#DIV/0!"},{"$error":"#DIV/0!"},{"$error":"#DIV/0!"},{"$error":"#DIV/0!"},{"$error":"#DIV/0!"},{"$error":"#DIV/0!"},{"$error":"#DIV/0!"},{"$error":"#DIV/0!"},{"$error":"#DIV/0!"},{"$error":"#DIV/0!"},{"$error":"#DIV/0!"},{"$error":"#DIV/0!"},{"$error":"#DIV/0!"},{"$error":"#DIV/0!"},{"$error":"#DIV/0!"},{"$error":"#DIV/0!"},{"$error":"#DIV/0!"},{"$error":"#DIV/0!"},{"$error":"#DIV/0!"},{"$error":"#DIV/0!"},{"$error":"#DIV/0!"},{"$error":"#DIV/0!"},{"$error":"#DIV/0!"},{"$error":"#DIV/0!"},{"$error":"#DIV/0!"},{"$error":"#DIV/0!"},{"$error":"#DIV/0!"},{"$error":"#DIV/0!"},{"$error":"#DIV/0!"},{"$error":"#DIV/0!"},{"$error":"#DIV/0!"},{"$error":"#DIV/0!"},{"$error":"#DIV/0!"},{"$error":"#DIV/0!"},{"$error":"#DIV/0!"},{"$error":"#DIV/0!"},{"$error":"#DIV/0!"},{"$error":"#DIV/0!"},{"$error":"#DIV/0!"},{"$error":"#DIV/0!"},{"$error":"#DIV/0!"},{"$error":"#DIV/0!"},{"$error":"#DIV/0!"},{"$error":"#DIV/0!"},{"$error":"#DIV/0!"},{"$error":"#DIV/0!"},{"$error":"#DIV/0!"},{"$error":"#DIV/0!"},{"$error":"#DIV/0!"},{"$error":"#DIV/0!"},{"$error":"#DIV/0!"},{"$error":"#DIV/0!"},{"$error":"#DIV/0!"},{"$error":"#DIV/0!"},{"$error":"#DIV/0!"},{"$error":"#DIV/0!"},{"$error":"#DIV/0!"},{"$error":"#DIV/0!"},{"$error":"#DIV/0!"},{"$error":"#DIV/0!"},{"$error":"#DIV/0!"},{"$error":"#DIV/0!"},{"$error":"#DIV/0!"},{"$f":" TBD532","v":{"$error":"#DIV/0!"}},{"$error":"#DIV/0!"},{"$error":"#DIV/0!"},{"$error":"#DIV/0!"},{"$error":"#DIV/0!"},{"$error":"#DIV/0!"},{"$error":"#DIV/0!"},{"$error":"#DIV/0!"},{"$error":"#DIV/0!"},{"$error":"#DIV/0!"},{"$error":"#DIV/0!"},{"$error":"#DIV/0!"},{"$error":"#DIV/0!"},{"$error":"#DIV/0!"},{"$error":"#DIV/0!"},{"$error":"#DIV/0!"},{"$error":"#DIV/0!"},{"$error":"#DIV/0!"},{"$error":"#DIV/0!"},{"$error":"#DIV/0!"},{"$error":"#DIV/0!"},{"$error":"#DIV/0!"},{"$error":"#DIV/0!"},{"$error":"#DIV/0!"},{"$error":"#DIV/0!"},{"$error":"#DIV/0!"},{"$error":"#DIV/0!"},{"$error":"#DIV/0!"},{"$error":"#DIV/0!"},{"$error":"#DIV/0!"},{"$error":"#DIV/0!"},{"$error":"#DIV/0!"},{"$error":"#DIV/0!"},{"$error":"#DIV/0!"},{"$error":"#DIV/0!"},{"$error":"#DIV/0!"},{"$error":"#DIV/0!"},{"$error":"#DIV/0!"},{"$error":"#DIV/0!"},{"$error":"#DIV/0!"},{"$error":"#DIV/0!"},{"$error":"#DIV/0!"},{"$error":"#DIV/0!"},{"$error":"#DIV/0!"},{"$error":"#DIV/0!"},{"$error":"#DIV/0!"},{"$error":"#DIV/0!"},{"$error":"#DIV/0!"},{"$error":"#DIV/0!"},{"$error":"#DIV/0!"},{"$error":"#DIV/0!"},{"$error":"#DIV/0!"},{"$error":"#DIV/0!"},{"$error":"#DIV/0!"},{"$error":"#DIV/0!"},{"$error":"#DIV/0!"},{"$error":"#DIV/0!"},{"$error":"#DIV/0!"},{"$error":"#DIV/0!"},{"$error":"#DIV/0!"},{"$error":"#DIV/0!"},{"$error":"#DIV/0!"},{"$error":"#DIV/0!"},{"$error":"#DIV/0!"},{"$f":" TDP532","v":{"$error":"#DIV/0!"}},{"$error":"#DIV/0!"},{"$error":"#DIV/0!"},{"$error":"#DIV/0!"},{"$error":"#DIV/0!"},{"$error":"#DIV/0!"},{"$error":"#DIV/0!"},{"$error":"#DIV/0!"},{"$error":"#DIV/0!"},{"$error":"#DIV/0!"},{"$error":"#DIV/0!"},{"$error":"#DIV/0!"},{"$error":"#DIV/0!"},{"$error":"#DIV/0!"},{"$error":"#DIV/0!"},{"$error":"#DIV/0!"},{"$error":"#DIV/0!"},{"$error":"#DIV/0!"},{"$error":"#DIV/0!"},{"$error":"#DIV/0!"},{"$error":"#DIV/0!"},{"$error":"#DIV/0!"},{"$error":"#DIV/0!"},{"$error":"#DIV/0!"},{"$error":"#DIV/0!"},{"$error":"#DIV/0!"},{"$error":"#DIV/0!"},{"$error":"#DIV/0!"},{"$error":"#DIV/0!"},{"$error":"#DIV/0!"},{"$error":"#DIV/0!"},{"$error":"#DIV/0!"},{"$error":"#DIV/0!"},{"$error":"#DIV/0!"},{"$error":"#DIV/0!"},{"$error":"#DIV/0!"},{"$error":"#DIV/0!"},{"$error":"#DIV/0!"},{"$error":"#DIV/0!"},{"$error":"#DIV/0!"},{"$error":"#DIV/0!"},{"$error":"#DIV/0!"},{"$error":"#DIV/0!"},{"$error":"#DIV/0!"},{"$error":"#DIV/0!"},{"$error":"#DIV/0!"},{"$error":"#DIV/0!"},{"$error":"#DIV/0!"},{"$error":"#DIV/0!"},{"$error":"#DIV/0!"},{"$error":"#DIV/0!"},{"$error":"#DIV/0!"},{"$error":"#DIV/0!"},{"$error":"#DIV/0!"},{"$error":"#DIV/0!"},{"$error":"#DIV/0!"},{"$error":"#DIV/0!"},{"$error":"#DIV/0!"},{"$error":"#DIV/0!"},{"$error":"#DIV/0!"},{"$error":"#DIV/0!"},{"$error":"#DIV/0!"},{"$error":"#DIV/0!"},{"$error":"#DIV/0!"},{"$f":" TGB532","v":{"$error":"#DIV/0!"}},{"$error":"#DIV/0!"},{"$error":"#DIV/0!"},{"$error":"#DIV/0!"},{"$error":"#DIV/0!"},{"$error":"#DIV/0!"},{"$error":"#DIV/0!"},{"$error":"#DIV/0!"},{"$error":"#DIV/0!"},{"$error":"#DIV/0!"},{"$error":"#DIV/0!"},{"$error":"#DIV/0!"},{"$error":"#DIV/0!"},{"$error":"#DIV/0!"},{"$error":"#DIV/0!"},{"$error":"#DIV/0!"},{"$error":"#DIV/0!"},{"$error":"#DIV/0!"},{"$error":"#DIV/0!"},{"$error":"#DIV/0!"},{"$error":"#DIV/0!"},{"$error":"#DIV/0!"},{"$error":"#DIV/0!"},{"$error":"#DIV/0!"},{"$error":"#DIV/0!"},{"$error":"#DIV/0!"},{"$error":"#DIV/0!"},{"$error":"#DIV/0!"},{"$error":"#DIV/0!"},{"$error":"#DIV/0!"},{"$error":"#DIV/0!"},{"$error":"#DIV/0!"},{"$error":"#DIV/0!"},{"$error":"#DIV/0!"},{"$error":"#DIV/0!"},{"$error":"#DIV/0!"},{"$error":"#DIV/0!"},{"$error":"#DIV/0!"},{"$error":"#DIV/0!"},{"$error":"#DIV/0!"},{"$error":"#DIV/0!"},{"$error":"#DIV/0!"},{"$error":"#DIV/0!"},{"$error":"#DIV/0!"},{"$error":"#DIV/0!"},{"$error":"#DIV/0!"},{"$error":"#DIV/0!"},{"$error":"#DIV/0!"},{"$error":"#DIV/0!"},{"$error":"#DIV/0!"},{"$error":"#DIV/0!"},{"$error":"#DIV/0!"},{"$error":"#DIV/0!"},{"$error":"#DIV/0!"},{"$error":"#DIV/0!"},{"$error":"#DIV/0!"},{"$error":"#DIV/0!"},{"$error":"#DIV/0!"},{"$error":"#DIV/0!"},{"$error":"#DIV/0!"},{"$error":"#DIV/0!"},{"$error":"#DIV/0!"},{"$error":"#DIV/0!"},{"$error":"#DIV/0!"},{"$f":" TIN532","v":{"$error":"#DIV/0!"}},{"$error":"#DIV/0!"},{"$error":"#DIV/0!"},{"$error":"#DIV/0!"},{"$error":"#DIV/0!"},{"$error":"#DIV/0!"},{"$error":"#DIV/0!"},{"$error":"#DIV/0!"},{"$error":"#DIV/0!"},{"$error":"#DIV/0!"},{"$error":"#DIV/0!"},{"$error":"#DIV/0!"},{"$error":"#DIV/0!"},{"$error":"#DIV/0!"},{"$error":"#DIV/0!"},{"$error":"#DIV/0!"},{"$error":"#DIV/0!"},{"$error":"#DIV/0!"},{"$error":"#DIV/0!"},{"$error":"#DIV/0!"},{"$error":"#DIV/0!"},{"$error":"#DIV/0!"},{"$error":"#DIV/0!"},{"$error":"#DIV/0!"},{"$error":"#DIV/0!"},{"$error":"#DIV/0!"},{"$error":"#DIV/0!"},{"$error":"#DIV/0!"},{"$error":"#DIV/0!"},{"$error":"#DIV/0!"},{"$error":"#DIV/0!"},{"$error":"#DIV/0!"},{"$error":"#DIV/0!"},{"$error":"#DIV/0!"},{"$error":"#DIV/0!"},{"$error":"#DIV/0!"},{"$error":"#DIV/0!"},{"$error":"#DIV/0!"},{"$error":"#DIV/0!"},{"$error":"#DIV/0!"},{"$error":"#DIV/0!"},{"$error":"#DIV/0!"},{"$error":"#DIV/0!"},{"$error":"#DIV/0!"},{"$error":"#DIV/0!"},{"$error":"#DIV/0!"},{"$error":"#DIV/0!"},{"$error":"#DIV/0!"},{"$error":"#DIV/0!"},{"$error":"#DIV/0!"},{"$error":"#DIV/0!"},{"$error":"#DIV/0!"},{"$error":"#DIV/0!"},{"$error":"#DIV/0!"},{"$error":"#DIV/0!"},{"$error":"#DIV/0!"},{"$error":"#DIV/0!"},{"$error":"#DIV/0!"},{"$error":"#DIV/0!"},{"$error":"#DIV/0!"},{"$error":"#DIV/0!"},{"$error":"#DIV/0!"},{"$error":"#DIV/0!"},{"$error":"#DIV/0!"},{"$f":" TKZ532","v":{"$error":"#DIV/0!"}},{"$error":"#DIV/0!"},{"$error":"#DIV/0!"},{"$error":"#DIV/0!"},{"$error":"#DIV/0!"},{"$error":"#DIV/0!"},{"$error":"#DIV/0!"},{"$error":"#DIV/0!"},{"$error":"#DIV/0!"},{"$error":"#DIV/0!"},{"$error":"#DIV/0!"},{"$error":"#DIV/0!"},{"$error":"#DIV/0!"},{"$error":"#DIV/0!"},{"$error":"#DIV/0!"},{"$error":"#DIV/0!"},{"$error":"#DIV/0!"},{"$error":"#DIV/0!"},{"$error":"#DIV/0!"},{"$error":"#DIV/0!"},{"$error":"#DIV/0!"},{"$error":"#DIV/0!"},{"$error":"#DIV/0!"},{"$error":"#DIV/0!"},{"$error":"#DIV/0!"},{"$error":"#DIV/0!"},{"$error":"#DIV/0!"},{"$error":"#DIV/0!"},{"$error":"#DIV/0!"},{"$error":"#DIV/0!"},{"$error":"#DIV/0!"},{"$error":"#DIV/0!"},{"$error":"#DIV/0!"},{"$error":"#DIV/0!"},{"$error":"#DIV/0!"},{"$error":"#DIV/0!"},{"$error":"#DIV/0!"},{"$error":"#DIV/0!"},{"$error":"#DIV/0!"},{"$error":"#DIV/0!"},{"$error":"#DIV/0!"},{"$error":"#DIV/0!"},{"$error":"#DIV/0!"},{"$error":"#DIV/0!"},{"$error":"#DIV/0!"},{"$error":"#DIV/0!"},{"$error":"#DIV/0!"},{"$error":"#DIV/0!"},{"$error":"#DIV/0!"},{"$error":"#DIV/0!"},{"$error":"#DIV/0!"},{"$error":"#DIV/0!"},{"$error":"#DIV/0!"},{"$error":"#DIV/0!"},{"$error":"#DIV/0!"},{"$error":"#DIV/0!"},{"$error":"#DIV/0!"},{"$error":"#DIV/0!"},{"$error":"#DIV/0!"},{"$error":"#DIV/0!"},{"$error":"#DIV/0!"},{"$error":"#DIV/0!"},{"$error":"#DIV/0!"},{"$error":"#DIV/0!"},{"$f":" TNL532","v":{"$error":"#DIV/0!"}},{"$error":"#DIV/0!"},{"$error":"#DIV/0!"},{"$error":"#DIV/0!"},{"$error":"#DIV/0!"},{"$error":"#DIV/0!"},{"$error":"#DIV/0!"},{"$error":"#DIV/0!"},{"$error":"#DIV/0!"},{"$error":"#DIV/0!"},{"$error":"#DIV/0!"},{"$error":"#DIV/0!"},{"$error":"#DIV/0!"},{"$error":"#DIV/0!"},{"$error":"#DIV/0!"},{"$error":"#DIV/0!"},{"$error":"#DIV/0!"},{"$error":"#DIV/0!"},{"$error":"#DIV/0!"},{"$error":"#DIV/0!"},{"$error":"#DIV/0!"},{"$error":"#DIV/0!"},{"$error":"#DIV/0!"},{"$error":"#DIV/0!"},{"$error":"#DIV/0!"},{"$error":"#DIV/0!"},{"$error":"#DIV/0!"},{"$error":"#DIV/0!"},{"$error":"#DIV/0!"},{"$error":"#DIV/0!"},{"$error":"#DIV/0!"},{"$error":"#DIV/0!"},{"$error":"#DIV/0!"},{"$error":"#DIV/0!"},{"$error":"#DIV/0!"},{"$error":"#DIV/0!"},{"$error":"#DIV/0!"},{"$error":"#DIV/0!"},{"$error":"#DIV/0!"},{"$error":"#DIV/0!"},{"$error":"#DIV/0!"},{"$error":"#DIV/0!"},{"$error":"#DIV/0!"},{"$error":"#DIV/0!"},{"$error":"#DIV/0!"},{"$error":"#DIV/0!"},{"$error":"#DIV/0!"},{"$error":"#DIV/0!"},{"$error":"#DIV/0!"},{"$error":"#DIV/0!"},{"$error":"#DIV/0!"},{"$error":"#DIV/0!"},{"$error":"#DIV/0!"},{"$error":"#DIV/0!"},{"$error":"#DIV/0!"},{"$error":"#DIV/0!"},{"$error":"#DIV/0!"},{"$error":"#DIV/0!"},{"$error":"#DIV/0!"},{"$error":"#DIV/0!"},{"$error":"#DIV/0!"},{"$error":"#DIV/0!"},{"$error":"#DIV/0!"},{"$error":"#DIV/0!"},{"$f":" TPX532","v":{"$error":"#DIV/0!"}},{"$error":"#DIV/0!"},{"$error":"#DIV/0!"},{"$error":"#DIV/0!"},{"$error":"#DIV/0!"},{"$error":"#DIV/0!"},{"$error":"#DIV/0!"},{"$error":"#DIV/0!"},{"$error":"#DIV/0!"},{"$error":"#DIV/0!"},{"$error":"#DIV/0!"},{"$error":"#DIV/0!"},{"$error":"#DIV/0!"},{"$error":"#DIV/0!"},{"$error":"#DIV/0!"},{"$error":"#DIV/0!"},{"$error":"#DIV/0!"},{"$error":"#DIV/0!"},{"$error":"#DIV/0!"},{"$error":"#DIV/0!"},{"$error":"#DIV/0!"},{"$error":"#DIV/0!"},{"$error":"#DIV/0!"},{"$error":"#DIV/0!"},{"$error":"#DIV/0!"},{"$error":"#DIV/0!"},{"$error":"#DIV/0!"},{"$error":"#DIV/0!"},{"$error":"#DIV/0!"},{"$error":"#DIV/0!"},{"$error":"#DIV/0!"},{"$error":"#DIV/0!"},{"$error":"#DIV/0!"},{"$error":"#DIV/0!"},{"$error":"#DIV/0!"},{"$error":"#DIV/0!"},{"$error":"#DIV/0!"},{"$error":"#DIV/0!"},{"$error":"#DIV/0!"},{"$error":"#DIV/0!"},{"$error":"#DIV/0!"},{"$error":"#DIV/0!"},{"$error":"#DIV/0!"},{"$error":"#DIV/0!"},{"$error":"#DIV/0!"},{"$error":"#DIV/0!"},{"$error":"#DIV/0!"},{"$error":"#DIV/0!"},{"$error":"#DIV/0!"},{"$error":"#DIV/0!"},{"$error":"#DIV/0!"},{"$error":"#DIV/0!"},{"$error":"#DIV/0!"},{"$error":"#DIV/0!"},{"$error":"#DIV/0!"},{"$error":"#DIV/0!"},{"$error":"#DIV/0!"},{"$error":"#DIV/0!"},{"$error":"#DIV/0!"},{"$error":"#DIV/0!"},{"$error":"#DIV/0!"},{"$error":"#DIV/0!"},{"$error":"#DIV/0!"},{"$error":"#DIV/0!"},{"$f":" TSJ532","v":{"$error":"#DIV/0!"}},{"$error":"#DIV/0!"},{"$error":"#DIV/0!"},{"$error":"#DIV/0!"},{"$error":"#DIV/0!"},{"$error":"#DIV/0!"},{"$error":"#DIV/0!"},{"$error":"#DIV/0!"},{"$error":"#DIV/0!"},{"$error":"#DIV/0!"},{"$error":"#DIV/0!"},{"$error":"#DIV/0!"},{"$error":"#DIV/0!"},{"$error":"#DIV/0!"},{"$error":"#DIV/0!"},{"$error":"#DIV/0!"},{"$error":"#DIV/0!"},{"$error":"#DIV/0!"},{"$error":"#DIV/0!"},{"$error":"#DIV/0!"},{"$error":"#DIV/0!"},{"$error":"#DIV/0!"},{"$error":"#DIV/0!"},{"$error":"#DIV/0!"},{"$error":"#DIV/0!"},{"$error":"#DIV/0!"},{"$error":"#DIV/0!"},{"$error":"#DIV/0!"},{"$error":"#DIV/0!"},{"$error":"#DIV/0!"},{"$error":"#DIV/0!"},{"$error":"#DIV/0!"},{"$error":"#DIV/0!"},{"$error":"#DIV/0!"},{"$error":"#DIV/0!"},{"$error":"#DIV/0!"},{"$error":"#DIV/0!"},{"$error":"#DIV/0!"},{"$error":"#DIV/0!"},{"$error":"#DIV/0!"},{"$error":"#DIV/0!"},{"$error":"#DIV/0!"},{"$error":"#DIV/0!"},{"$error":"#DIV/0!"},{"$error":"#DIV/0!"},{"$error":"#DIV/0!"},{"$error":"#DIV/0!"},{"$error":"#DIV/0!"},{"$error":"#DIV/0!"},{"$error":"#DIV/0!"},{"$error":"#DIV/0!"},{"$error":"#DIV/0!"},{"$error":"#DIV/0!"},{"$error":"#DIV/0!"},{"$error":"#DIV/0!"},{"$error":"#DIV/0!"},{"$error":"#DIV/0!"},{"$error":"#DIV/0!"},{"$error":"#DIV/0!"},{"$error":"#DIV/0!"},{"$error":"#DIV/0!"},{"$error":"#DIV/0!"},{"$error":"#DIV/0!"},{"$error":"#DIV/0!"},{"$f":" TUV532","v":{"$error":"#DIV/0!"}},{"$error":"#DIV/0!"},{"$error":"#DIV/0!"},{"$error":"#DIV/0!"},{"$error":"#DIV/0!"},{"$error":"#DIV/0!"},{"$error":"#DIV/0!"},{"$error":"#DIV/0!"},{"$error":"#DIV/0!"},{"$error":"#DIV/0!"},{"$error":"#DIV/0!"},{"$error":"#DIV/0!"},{"$error":"#DIV/0!"},{"$error":"#DIV/0!"},{"$error":"#DIV/0!"},{"$error":"#DIV/0!"},{"$error":"#DIV/0!"},{"$error":"#DIV/0!"},{"$error":"#DIV/0!"},{"$error":"#DIV/0!"},{"$error":"#DIV/0!"},{"$error":"#DIV/0!"},{"$error":"#DIV/0!"},{"$error":"#DIV/0!"},{"$error":"#DIV/0!"},{"$error":"#DIV/0!"},{"$error":"#DIV/0!"},{"$error":"#DIV/0!"},{"$error":"#DIV/0!"},{"$error":"#DIV/0!"},{"$error":"#DIV/0!"},{"$error":"#DIV/0!"},{"$error":"#DIV/0!"},{"$error":"#DIV/0!"},{"$error":"#DIV/0!"},{"$error":"#DIV/0!"},{"$error":"#DIV/0!"},{"$error":"#DIV/0!"},{"$error":"#DIV/0!"},{"$error":"#DIV/0!"},{"$error":"#DIV/0!"},{"$error":"#DIV/0!"},{"$error":"#DIV/0!"},{"$error":"#DIV/0!"},{"$error":"#DIV/0!"},{"$error":"#DIV/0!"},{"$error":"#DIV/0!"},{"$error":"#DIV/0!"},{"$error":"#DIV/0!"},{"$error":"#DIV/0!"},{"$error":"#DIV/0!"},{"$error":"#DIV/0!"},{"$error":"#DIV/0!"},{"$error":"#DIV/0!"},{"$error":"#DIV/0!"},{"$error":"#DIV/0!"},{"$error":"#DIV/0!"},{"$error":"#DIV/0!"},{"$error":"#DIV/0!"},{"$error":"#DIV/0!"},{"$error":"#DIV/0!"},{"$error":"#DIV/0!"},{"$error":"#DIV/0!"},{"$error":"#DIV/0!"},{"$f":" TXH532","v":{"$error":"#DIV/0!"}},{"$error":"#DIV/0!"},{"$error":"#DIV/0!"},{"$error":"#DIV/0!"},{"$error":"#DIV/0!"},{"$error":"#DIV/0!"},{"$error":"#DIV/0!"},{"$error":"#DIV/0!"},{"$error":"#DIV/0!"},{"$error":"#DIV/0!"},{"$error":"#DIV/0!"},{"$error":"#DIV/0!"},{"$error":"#DIV/0!"},{"$error":"#DIV/0!"},{"$error":"#DIV/0!"},{"$error":"#DIV/0!"},{"$error":"#DIV/0!"},{"$error":"#DIV/0!"},{"$error":"#DIV/0!"},{"$error":"#DIV/0!"},{"$error":"#DIV/0!"},{"$error":"#DIV/0!"},{"$error":"#DIV/0!"},{"$error":"#DIV/0!"},{"$error":"#DIV/0!"},{"$error":"#DIV/0!"},{"$error":"#DIV/0!"},{"$error":"#DIV/0!"},{"$error":"#DIV/0!"},{"$error":"#DIV/0!"},{"$error":"#DIV/0!"},{"$error":"#DIV/0!"},{"$error":"#DIV/0!"},{"$error":"#DIV/0!"},{"$error":"#DIV/0!"},{"$error":"#DIV/0!"},{"$error":"#DIV/0!"},{"$error":"#DIV/0!"},{"$error":"#DIV/0!"},{"$error":"#DIV/0!"},{"$error":"#DIV/0!"},{"$error":"#DIV/0!"},{"$error":"#DIV/0!"},{"$error":"#DIV/0!"},{"$error":"#DIV/0!"},{"$error":"#DIV/0!"},{"$error":"#DIV/0!"},{"$error":"#DIV/0!"},{"$error":"#DIV/0!"},{"$error":"#DIV/0!"},{"$error":"#DIV/0!"},{"$error":"#DIV/0!"},{"$error":"#DIV/0!"},{"$error":"#DIV/0!"},{"$error":"#DIV/0!"},{"$error":"#DIV/0!"},{"$error":"#DIV/0!"},{"$error":"#DIV/0!"},{"$error":"#DIV/0!"},{"$error":"#DIV/0!"},{"$error":"#DIV/0!"},{"$error":"#DIV/0!"},{"$error":"#DIV/0!"},{"$error":"#DIV/0!"},{"$f":" TZT532","v":{"$error":"#DIV/0!"}},{"$error":"#DIV/0!"},{"$error":"#DIV/0!"},{"$error":"#DIV/0!"},{"$error":"#DIV/0!"},{"$error":"#DIV/0!"},{"$error":"#DIV/0!"},{"$error":"#DIV/0!"},{"$error":"#DIV/0!"},{"$error":"#DIV/0!"},{"$error":"#DIV/0!"},{"$error":"#DIV/0!"},{"$error":"#DIV/0!"},{"$error":"#DIV/0!"},{"$error":"#DIV/0!"},{"$error":"#DIV/0!"},{"$error":"#DIV/0!"},{"$error":"#DIV/0!"},{"$error":"#DIV/0!"},{"$error":"#DIV/0!"},{"$error":"#DIV/0!"},{"$error":"#DIV/0!"},{"$error":"#DIV/0!"},{"$error":"#DIV/0!"},{"$error":"#DIV/0!"},{"$error":"#DIV/0!"},{"$error":"#DIV/0!"},{"$error":"#DIV/0!"},{"$error":"#DIV/0!"},{"$error":"#DIV/0!"},{"$error":"#DIV/0!"},{"$error":"#DIV/0!"},{"$error":"#DIV/0!"},{"$error":"#DIV/0!"},{"$error":"#DIV/0!"},{"$error":"#DIV/0!"},{"$error":"#DIV/0!"},{"$error":"#DIV/0!"},{"$error":"#DIV/0!"},{"$error":"#DIV/0!"},{"$error":"#DIV/0!"},{"$error":"#DIV/0!"},{"$error":"#DIV/0!"},{"$error":"#DIV/0!"},{"$error":"#DIV/0!"},{"$error":"#DIV/0!"},{"$error":"#DIV/0!"},{"$error":"#DIV/0!"},{"$error":"#DIV/0!"},{"$error":"#DIV/0!"},{"$error":"#DIV/0!"},{"$error":"#DIV/0!"},{"$error":"#DIV/0!"},{"$error":"#DIV/0!"},{"$error":"#DIV/0!"},{"$error":"#DIV/0!"},{"$error":"#DIV/0!"},{"$error":"#DIV/0!"},{"$error":"#DIV/0!"},{"$error":"#DIV/0!"},{"$error":"#DIV/0!"},{"$error":"#DIV/0!"},{"$error":"#DIV/0!"},{"$error":"#DIV/0!"},{"$f":" UCF532","v":{"$error":"#DIV/0!"}},{"$error":"#DIV/0!"},{"$error":"#DIV/0!"},{"$error":"#DIV/0!"},{"$error":"#DIV/0!"},{"$error":"#DIV/0!"},{"$error":"#DIV/0!"},{"$error":"#DIV/0!"},{"$error":"#DIV/0!"},{"$error":"#DIV/0!"},{"$error":"#DIV/0!"},{"$error":"#DIV/0!"},{"$error":"#DIV/0!"},{"$error":"#DIV/0!"},{"$error":"#DIV/0!"},{"$error":"#DIV/0!"},{"$error":"#DIV/0!"},{"$error":"#DIV/0!"},{"$error":"#DIV/0!"},{"$error":"#DIV/0!"},{"$error":"#DIV/0!"},{"$error":"#DIV/0!"},{"$error":"#DIV/0!"},{"$error":"#DIV/0!"},{"$error":"#DIV/0!"},{"$error":"#DIV/0!"},{"$error":"#DIV/0!"},{"$error":"#DIV/0!"},{"$error":"#DIV/0!"},{"$error":"#DIV/0!"},{"$error":"#DIV/0!"},{"$error":"#DIV/0!"},{"$error":"#DIV/0!"},{"$error":"#DIV/0!"},{"$error":"#DIV/0!"},{"$error":"#DIV/0!"},{"$error":"#DIV/0!"},{"$error":"#DIV/0!"},{"$error":"#DIV/0!"},{"$error":"#DIV/0!"},{"$error":"#DIV/0!"},{"$error":"#DIV/0!"},{"$error":"#DIV/0!"},{"$error":"#DIV/0!"},{"$error":"#DIV/0!"},{"$error":"#DIV/0!"},{"$error":"#DIV/0!"},{"$error":"#DIV/0!"},{"$error":"#DIV/0!"},{"$error":"#DIV/0!"},{"$error":"#DIV/0!"},{"$error":"#DIV/0!"},{"$error":"#DIV/0!"},{"$error":"#DIV/0!"},{"$error":"#DIV/0!"},{"$error":"#DIV/0!"},{"$error":"#DIV/0!"},{"$error":"#DIV/0!"},{"$error":"#DIV/0!"},{"$error":"#DIV/0!"},{"$error":"#DIV/0!"},{"$error":"#DIV/0!"},{"$error":"#DIV/0!"},{"$error":"#DIV/0!"},{"$f":" UER532","v":{"$error":"#DIV/0!"}},{"$error":"#DIV/0!"},{"$error":"#DIV/0!"},{"$error":"#DIV/0!"},{"$error":"#DIV/0!"},{"$error":"#DIV/0!"},{"$error":"#DIV/0!"},{"$error":"#DIV/0!"},{"$error":"#DIV/0!"},{"$error":"#DIV/0!"},{"$error":"#DIV/0!"},{"$error":"#DIV/0!"},{"$error":"#DIV/0!"},{"$error":"#DIV/0!"},{"$error":"#DIV/0!"},{"$error":"#DIV/0!"},{"$error":"#DIV/0!"},{"$error":"#DIV/0!"},{"$error":"#DIV/0!"},{"$error":"#DIV/0!"},{"$error":"#DIV/0!"},{"$error":"#DIV/0!"},{"$error":"#DIV/0!"},{"$error":"#DIV/0!"},{"$error":"#DIV/0!"},{"$error":"#DIV/0!"},{"$error":"#DIV/0!"},{"$error":"#DIV/0!"},{"$error":"#DIV/0!"},{"$error":"#DIV/0!"},{"$error":"#DIV/0!"},{"$error":"#DIV/0!"},{"$error":"#DIV/0!"},{"$error":"#DIV/0!"},{"$error":"#DIV/0!"},{"$error":"#DIV/0!"},{"$error":"#DIV/0!"},{"$error":"#DIV/0!"},{"$error":"#DIV/0!"},{"$error":"#DIV/0!"},{"$error":"#DIV/0!"},{"$error":"#DIV/0!"},{"$error":"#DIV/0!"},{"$error":"#DIV/0!"},{"$error":"#DIV/0!"},{"$error":"#DIV/0!"},{"$error":"#DIV/0!"},{"$error":"#DIV/0!"},{"$error":"#DIV/0!"},{"$error":"#DIV/0!"},{"$error":"#DIV/0!"},{"$error":"#DIV/0!"},{"$error":"#DIV/0!"},{"$error":"#DIV/0!"},{"$error":"#DIV/0!"},{"$error":"#DIV/0!"},{"$error":"#DIV/0!"},{"$error":"#DIV/0!"},{"$error":"#DIV/0!"},{"$error":"#DIV/0!"},{"$error":"#DIV/0!"},{"$error":"#DIV/0!"},{"$error":"#DIV/0!"},{"$error":"#DIV/0!"},{"$f":" UHD532","v":{"$error":"#DIV/0!"}},{"$error":"#DIV/0!"},{"$error":"#DIV/0!"},{"$error":"#DIV/0!"},{"$error":"#DIV/0!"},{"$error":"#DIV/0!"},{"$error":"#DIV/0!"},{"$error":"#DIV/0!"},{"$error":"#DIV/0!"},{"$error":"#DIV/0!"},{"$error":"#DIV/0!"},{"$error":"#DIV/0!"},{"$error":"#DIV/0!"},{"$error":"#DIV/0!"},{"$error":"#DIV/0!"},{"$error":"#DIV/0!"},{"$error":"#DIV/0!"},{"$error":"#DIV/0!"},{"$error":"#DIV/0!"},{"$error":"#DIV/0!"},{"$error":"#DIV/0!"},{"$error":"#DIV/0!"},{"$error":"#DIV/0!"},{"$error":"#DIV/0!"},{"$error":"#DIV/0!"},{"$error":"#DIV/0!"},{"$error":"#DIV/0!"},{"$error":"#DIV/0!"},{"$error":"#DIV/0!"},{"$error":"#DIV/0!"},{"$error":"#DIV/0!"},{"$error":"#DIV/0!"},{"$error":"#DIV/0!"},{"$error":"#DIV/0!"},{"$error":"#DIV/0!"},{"$error":"#DIV/0!"},{"$error":"#DIV/0!"},{"$error":"#DIV/0!"},{"$error":"#DIV/0!"},{"$error":"#DIV/0!"},{"$error":"#DIV/0!"},{"$error":"#DIV/0!"},{"$error":"#DIV/0!"},{"$error":"#DIV/0!"},{"$error":"#DIV/0!"},{"$error":"#DIV/0!"},{"$error":"#DIV/0!"},{"$error":"#DIV/0!"},{"$error":"#DIV/0!"},{"$error":"#DIV/0!"},{"$error":"#DIV/0!"},{"$error":"#DIV/0!"},{"$error":"#DIV/0!"},{"$error":"#DIV/0!"},{"$error":"#DIV/0!"},{"$error":"#DIV/0!"},{"$error":"#DIV/0!"},{"$error":"#DIV/0!"},{"$error":"#DIV/0!"},{"$error":"#DIV/0!"},{"$error":"#DIV/0!"},{"$error":"#DIV/0!"},{"$error":"#DIV/0!"},{"$error":"#DIV/0!"},{"$f":" UJP532","v":{"$error":"#DIV/0!"}},{"$error":"#DIV/0!"},{"$error":"#DIV/0!"},{"$error":"#DIV/0!"},{"$error":"#DIV/0!"},{"$error":"#DIV/0!"},{"$error":"#DIV/0!"},{"$error":"#DIV/0!"},{"$error":"#DIV/0!"},{"$error":"#DIV/0!"},{"$error":"#DIV/0!"},{"$error":"#DIV/0!"},{"$error":"#DIV/0!"},{"$error":"#DIV/0!"},{"$error":"#DIV/0!"},{"$error":"#DIV/0!"},{"$error":"#DIV/0!"},{"$error":"#DIV/0!"},{"$error":"#DIV/0!"},{"$error":"#DIV/0!"},{"$error":"#DIV/0!"},{"$error":"#DIV/0!"},{"$error":"#DIV/0!"},{"$error":"#DIV/0!"},{"$error":"#DIV/0!"},{"$error":"#DIV/0!"},{"$error":"#DIV/0!"},{"$error":"#DIV/0!"},{"$error":"#DIV/0!"},{"$error":"#DIV/0!"},{"$error":"#DIV/0!"},{"$error":"#DIV/0!"},{"$error":"#DIV/0!"},{"$error":"#DIV/0!"},{"$error":"#DIV/0!"},{"$error":"#DIV/0!"},{"$error":"#DIV/0!"},{"$error":"#DIV/0!"},{"$error":"#DIV/0!"},{"$error":"#DIV/0!"},{"$error":"#DIV/0!"},{"$error":"#DIV/0!"},{"$error":"#DIV/0!"},{"$error":"#DIV/0!"},{"$error":"#DIV/0!"},{"$error":"#DIV/0!"},{"$error":"#DIV/0!"},{"$error":"#DIV/0!"},{"$error":"#DIV/0!"},{"$error":"#DIV/0!"},{"$error":"#DIV/0!"},{"$error":"#DIV/0!"},{"$error":"#DIV/0!"},{"$error":"#DIV/0!"},{"$error":"#DIV/0!"},{"$error":"#DIV/0!"},{"$error":"#DIV/0!"},{"$error":"#DIV/0!"},{"$error":"#DIV/0!"},{"$error":"#DIV/0!"},{"$error":"#DIV/0!"},{"$error":"#DIV/0!"},{"$error":"#DIV/0!"},{"$error":"#DIV/0!"},{"$f":" UMB532","v":{"$error":"#DIV/0!"}},{"$error":"#DIV/0!"},{"$error":"#DIV/0!"},{"$error":"#DIV/0!"},{"$error":"#DIV/0!"},{"$error":"#DIV/0!"},{"$error":"#DIV/0!"},{"$error":"#DIV/0!"},{"$error":"#DIV/0!"},{"$error":"#DIV/0!"},{"$error":"#DIV/0!"},{"$error":"#DIV/0!"},{"$error":"#DIV/0!"},{"$error":"#DIV/0!"},{"$error":"#DIV/0!"},{"$error":"#DIV/0!"},{"$error":"#DIV/0!"},{"$error":"#DIV/0!"},{"$error":"#DIV/0!"},{"$error":"#DIV/0!"},{"$error":"#DIV/0!"},{"$error":"#DIV/0!"},{"$error":"#DIV/0!"},{"$error":"#DIV/0!"},{"$error":"#DIV/0!"},{"$error":"#DIV/0!"},{"$error":"#DIV/0!"},{"$error":"#DIV/0!"},{"$error":"#DIV/0!"},{"$error":"#DIV/0!"},{"$error":"#DIV/0!"},{"$error":"#DIV/0!"},{"$error":"#DIV/0!"},{"$error":"#DIV/0!"},{"$error":"#DIV/0!"},{"$error":"#DIV/0!"},{"$error":"#DIV/0!"},{"$error":"#DIV/0!"},{"$error":"#DIV/0!"},{"$error":"#DIV/0!"},{"$error":"#DIV/0!"},{"$error":"#DIV/0!"},{"$error":"#DIV/0!"},{"$error":"#DIV/0!"},{"$error":"#DIV/0!"},{"$error":"#DIV/0!"},{"$error":"#DIV/0!"},{"$error":"#DIV/0!"},{"$error":"#DIV/0!"},{"$error":"#DIV/0!"},{"$error":"#DIV/0!"},{"$error":"#DIV/0!"},{"$error":"#DIV/0!"},{"$error":"#DIV/0!"},{"$error":"#DIV/0!"},{"$error":"#DIV/0!"},{"$error":"#DIV/0!"},{"$error":"#DIV/0!"},{"$error":"#DIV/0!"},{"$error":"#DIV/0!"},{"$error":"#DIV/0!"},{"$error":"#DIV/0!"},{"$error":"#DIV/0!"},{"$error":"#DIV/0!"},{"$f":" UON532","v":{"$error":"#DIV/0!"}},{"$error":"#DIV/0!"},{"$error":"#DIV/0!"},{"$error":"#DIV/0!"},{"$error":"#DIV/0!"},{"$error":"#DIV/0!"},{"$error":"#DIV/0!"},{"$error":"#DIV/0!"},{"$error":"#DIV/0!"},{"$error":"#DIV/0!"},{"$error":"#DIV/0!"},{"$error":"#DIV/0!"},{"$error":"#DIV/0!"},{"$error":"#DIV/0!"},{"$error":"#DIV/0!"},{"$error":"#DIV/0!"},{"$error":"#DIV/0!"},{"$error":"#DIV/0!"},{"$error":"#DIV/0!"},{"$error":"#DIV/0!"},{"$error":"#DIV/0!"},{"$error":"#DIV/0!"},{"$error":"#DIV/0!"},{"$error":"#DIV/0!"},{"$error":"#DIV/0!"},{"$error":"#DIV/0!"},{"$error":"#DIV/0!"},{"$error":"#DIV/0!"},{"$error":"#DIV/0!"},{"$error":"#DIV/0!"},{"$error":"#DIV/0!"},{"$error":"#DIV/0!"},{"$error":"#DIV/0!"},{"$error":"#DIV/0!"},{"$error":"#DIV/0!"},{"$error":"#DIV/0!"},{"$error":"#DIV/0!"},{"$error":"#DIV/0!"},{"$error":"#DIV/0!"},{"$error":"#DIV/0!"},{"$error":"#DIV/0!"},{"$error":"#DIV/0!"},{"$error":"#DIV/0!"},{"$error":"#DIV/0!"},{"$error":"#DIV/0!"},{"$error":"#DIV/0!"},{"$error":"#DIV/0!"},{"$error":"#DIV/0!"},{"$error":"#DIV/0!"},{"$error":"#DIV/0!"},{"$error":"#DIV/0!"},{"$error":"#DIV/0!"},{"$error":"#DIV/0!"},{"$error":"#DIV/0!"},{"$error":"#DIV/0!"},{"$error":"#DIV/0!"},{"$error":"#DIV/0!"},{"$error":"#DIV/0!"},{"$error":"#DIV/0!"},{"$error":"#DIV/0!"},{"$error":"#DIV/0!"},{"$error":"#DIV/0!"},{"$error":"#DIV/0!"},{"$error":"#DIV/0!"},{"$f":" UQZ532","v":{"$error":"#DIV/0!"}},{"$error":"#DIV/0!"},{"$error":"#DIV/0!"},{"$error":"#DIV/0!"},{"$error":"#DIV/0!"},{"$error":"#DIV/0!"},{"$error":"#DIV/0!"},{"$error":"#DIV/0!"},{"$error":"#DIV/0!"},{"$error":"#DIV/0!"},{"$error":"#DIV/0!"},{"$error":"#DIV/0!"},{"$error":"#DIV/0!"},{"$error":"#DIV/0!"},{"$error":"#DIV/0!"},{"$error":"#DIV/0!"},{"$error":"#DIV/0!"},{"$error":"#DIV/0!"},{"$error":"#DIV/0!"},{"$error":"#DIV/0!"},{"$error":"#DIV/0!"},{"$error":"#DIV/0!"},{"$error":"#DIV/0!"},{"$error":"#DIV/0!"},{"$error":"#DIV/0!"},{"$error":"#DIV/0!"},{"$error":"#DIV/0!"},{"$error":"#DIV/0!"},{"$error":"#DIV/0!"},{"$error":"#DIV/0!"},{"$error":"#DIV/0!"},{"$error":"#DIV/0!"},{"$error":"#DIV/0!"},{"$error":"#DIV/0!"},{"$error":"#DIV/0!"},{"$error":"#DIV/0!"},{"$error":"#DIV/0!"},{"$error":"#DIV/0!"},{"$error":"#DIV/0!"},{"$error":"#DIV/0!"},{"$error":"#DIV/0!"},{"$error":"#DIV/0!"},{"$error":"#DIV/0!"},{"$error":"#DIV/0!"},{"$error":"#DIV/0!"},{"$error":"#DIV/0!"},{"$error":"#DIV/0!"},{"$error":"#DIV/0!"},{"$error":"#DIV/0!"},{"$error":"#DIV/0!"},{"$error":"#DIV/0!"},{"$error":"#DIV/0!"},{"$error":"#DIV/0!"},{"$error":"#DIV/0!"},{"$error":"#DIV/0!"},{"$error":"#DIV/0!"},{"$error":"#DIV/0!"},{"$error":"#DIV/0!"},{"$error":"#DIV/0!"},{"$error":"#DIV/0!"},{"$error":"#DIV/0!"},{"$error":"#DIV/0!"},{"$error":"#DIV/0!"},{"$error":"#DIV/0!"},{"$f":" UTL532","v":{"$error":"#DIV/0!"}},{"$error":"#DIV/0!"},{"$error":"#DIV/0!"},{"$error":"#DIV/0!"},{"$error":"#DIV/0!"},{"$error":"#DIV/0!"},{"$error":"#DIV/0!"},{"$error":"#DIV/0!"},{"$error":"#DIV/0!"},{"$error":"#DIV/0!"},{"$error":"#DIV/0!"},{"$error":"#DIV/0!"},{"$error":"#DIV/0!"},{"$error":"#DIV/0!"},{"$error":"#DIV/0!"},{"$error":"#DIV/0!"},{"$error":"#DIV/0!"},{"$error":"#DIV/0!"},{"$error":"#DIV/0!"},{"$error":"#DIV/0!"},{"$error":"#DIV/0!"},{"$error":"#DIV/0!"},{"$error":"#DIV/0!"},{"$error":"#DIV/0!"},{"$error":"#DIV/0!"},{"$error":"#DIV/0!"},{"$error":"#DIV/0!"},{"$error":"#DIV/0!"},{"$error":"#DIV/0!"},{"$error":"#DIV/0!"},{"$error":"#DIV/0!"},{"$error":"#DIV/0!"},{"$error":"#DIV/0!"},{"$error":"#DIV/0!"},{"$error":"#DIV/0!"},{"$error":"#DIV/0!"},{"$error":"#DIV/0!"},{"$error":"#DIV/0!"},{"$error":"#DIV/0!"},{"$error":"#DIV/0!"},{"$error":"#DIV/0!"},{"$error":"#DIV/0!"},{"$error":"#DIV/0!"},{"$error":"#DIV/0!"},{"$error":"#DIV/0!"},{"$error":"#DIV/0!"},{"$error":"#DIV/0!"},{"$error":"#DIV/0!"},{"$error":"#DIV/0!"},{"$error":"#DIV/0!"},{"$error":"#DIV/0!"},{"$error":"#DIV/0!"},{"$error":"#DIV/0!"},{"$error":"#DIV/0!"},{"$error":"#DIV/0!"},{"$error":"#DIV/0!"},{"$error":"#DIV/0!"},{"$error":"#DIV/0!"},{"$error":"#DIV/0!"},{"$error":"#DIV/0!"},{"$error":"#DIV/0!"},{"$error":"#DIV/0!"},{"$error":"#DIV/0!"},{"$error":"#DIV/0!"},{"$f":" UVX532","v":{"$error":"#DIV/0!"}},{"$error":"#DIV/0!"},{"$error":"#DIV/0!"},{"$error":"#DIV/0!"},{"$error":"#DIV/0!"},{"$error":"#DIV/0!"},{"$error":"#DIV/0!"},{"$error":"#DIV/0!"},{"$error":"#DIV/0!"},{"$error":"#DIV/0!"},{"$error":"#DIV/0!"},{"$error":"#DIV/0!"},{"$error":"#DIV/0!"},{"$error":"#DIV/0!"},{"$error":"#DIV/0!"},{"$error":"#DIV/0!"},{"$error":"#DIV/0!"},{"$error":"#DIV/0!"},{"$error":"#DIV/0!"},{"$error":"#DIV/0!"},{"$error":"#DIV/0!"},{"$error":"#DIV/0!"},{"$error":"#DIV/0!"},{"$error":"#DIV/0!"},{"$error":"#DIV/0!"},{"$error":"#DIV/0!"},{"$error":"#DIV/0!"},{"$error":"#DIV/0!"},{"$error":"#DIV/0!"},{"$error":"#DIV/0!"},{"$error":"#DIV/0!"},{"$error":"#DIV/0!"},{"$error":"#DIV/0!"},{"$error":"#DIV/0!"},{"$error":"#DIV/0!"},{"$error":"#DIV/0!"},{"$error":"#DIV/0!"},{"$error":"#DIV/0!"},{"$error":"#DIV/0!"},{"$error":"#DIV/0!"},{"$error":"#DIV/0!"},{"$error":"#DIV/0!"},{"$error":"#DIV/0!"},{"$error":"#DIV/0!"},{"$error":"#DIV/0!"},{"$error":"#DIV/0!"},{"$error":"#DIV/0!"},{"$error":"#DIV/0!"},{"$error":"#DIV/0!"},{"$error":"#DIV/0!"},{"$error":"#DIV/0!"},{"$error":"#DIV/0!"},{"$error":"#DIV/0!"},{"$error":"#DIV/0!"},{"$error":"#DIV/0!"},{"$error":"#DIV/0!"},{"$error":"#DIV/0!"},{"$error":"#DIV/0!"},{"$error":"#DIV/0!"},{"$error":"#DIV/0!"},{"$error":"#DIV/0!"},{"$error":"#DIV/0!"},{"$error":"#DIV/0!"},{"$error":"#DIV/0!"},{"$f":" UYJ532","v":{"$error":"#DIV/0!"}},{"$error":"#DIV/0!"},{"$error":"#DIV/0!"},{"$error":"#DIV/0!"},{"$error":"#DIV/0!"},{"$error":"#DIV/0!"},{"$error":"#DIV/0!"},{"$error":"#DIV/0!"},{"$error":"#DIV/0!"},{"$error":"#DIV/0!"},{"$error":"#DIV/0!"},{"$error":"#DIV/0!"},{"$error":"#DIV/0!"},{"$error":"#DIV/0!"},{"$error":"#DIV/0!"},{"$error":"#DIV/0!"},{"$error":"#DIV/0!"},{"$error":"#DIV/0!"},{"$error":"#DIV/0!"},{"$error":"#DIV/0!"},{"$error":"#DIV/0!"},{"$error":"#DIV/0!"},{"$error":"#DIV/0!"},{"$error":"#DIV/0!"},{"$error":"#DIV/0!"},{"$error":"#DIV/0!"},{"$error":"#DIV/0!"},{"$error":"#DIV/0!"},{"$error":"#DIV/0!"},{"$error":"#DIV/0!"},{"$error":"#DIV/0!"},{"$error":"#DIV/0!"},{"$error":"#DIV/0!"},{"$error":"#DIV/0!"},{"$error":"#DIV/0!"},{"$error":"#DIV/0!"},{"$error":"#DIV/0!"},{"$error":"#DIV/0!"},{"$error":"#DIV/0!"},{"$error":"#DIV/0!"},{"$error":"#DIV/0!"},{"$error":"#DIV/0!"},{"$error":"#DIV/0!"},{"$error":"#DIV/0!"},{"$error":"#DIV/0!"},{"$error":"#DIV/0!"},{"$error":"#DIV/0!"},{"$error":"#DIV/0!"},{"$error":"#DIV/0!"},{"$error":"#DIV/0!"},{"$error":"#DIV/0!"},{"$error":"#DIV/0!"},{"$error":"#DIV/0!"},{"$error":"#DIV/0!"},{"$error":"#DIV/0!"},{"$error":"#DIV/0!"},{"$error":"#DIV/0!"},{"$error":"#DIV/0!"},{"$error":"#DIV/0!"},{"$error":"#DIV/0!"},{"$error":"#DIV/0!"},{"$error":"#DIV/0!"},{"$error":"#DIV/0!"},{"$error":"#DIV/0!"},{"$f":" VAV532","v":{"$error":"#DIV/0!"}},{"$error":"#DIV/0!"},{"$error":"#DIV/0!"},{"$error":"#DIV/0!"},{"$error":"#DIV/0!"},{"$error":"#DIV/0!"},{"$error":"#DIV/0!"},{"$error":"#DIV/0!"},{"$error":"#DIV/0!"},{"$error":"#DIV/0!"},{"$error":"#DIV/0!"},{"$error":"#DIV/0!"},{"$error":"#DIV/0!"},{"$error":"#DIV/0!"},{"$error":"#DIV/0!"},{"$error":"#DIV/0!"},{"$error":"#DIV/0!"},{"$error":"#DIV/0!"},{"$error":"#DIV/0!"},{"$error":"#DIV/0!"},{"$error":"#DIV/0!"},{"$error":"#DIV/0!"},{"$error":"#DIV/0!"},{"$error":"#DIV/0!"},{"$error":"#DIV/0!"},{"$error":"#DIV/0!"},{"$error":"#DIV/0!"},{"$error":"#DIV/0!"},{"$error":"#DIV/0!"},{"$error":"#DIV/0!"},{"$error":"#DIV/0!"},{"$error":"#DIV/0!"},{"$error":"#DIV/0!"},{"$error":"#DIV/0!"},{"$error":"#DIV/0!"},{"$error":"#DIV/0!"},{"$error":"#DIV/0!"},{"$error":"#DIV/0!"},{"$error":"#DIV/0!"},{"$error":"#DIV/0!"},{"$error":"#DIV/0!"},{"$error":"#DIV/0!"},{"$error":"#DIV/0!"},{"$error":"#DIV/0!"},{"$error":"#DIV/0!"},{"$error":"#DIV/0!"},{"$error":"#DIV/0!"},{"$error":"#DIV/0!"},{"$error":"#DIV/0!"},{"$error":"#DIV/0!"},{"$error":"#DIV/0!"},{"$error":"#DIV/0!"},{"$error":"#DIV/0!"},{"$error":"#DIV/0!"},{"$error":"#DIV/0!"},{"$error":"#DIV/0!"},{"$error":"#DIV/0!"},{"$error":"#DIV/0!"},{"$error":"#DIV/0!"},{"$error":"#DIV/0!"},{"$error":"#DIV/0!"},{"$error":"#DIV/0!"},{"$error":"#DIV/0!"},{"$error":"#DIV/0!"},{"$f":" VDH532","v":{"$error":"#DIV/0!"}},{"$error":"#DIV/0!"},{"$error":"#DIV/0!"},{"$error":"#DIV/0!"},{"$error":"#DIV/0!"},{"$error":"#DIV/0!"},{"$error":"#DIV/0!"},{"$error":"#DIV/0!"},{"$error":"#DIV/0!"},{"$error":"#DIV/0!"},{"$error":"#DIV/0!"},{"$error":"#DIV/0!"},{"$error":"#DIV/0!"},{"$error":"#DIV/0!"},{"$error":"#DIV/0!"},{"$error":"#DIV/0!"},{"$error":"#DIV/0!"},{"$error":"#DIV/0!"},{"$error":"#DIV/0!"},{"$error":"#DIV/0!"},{"$error":"#DIV/0!"},{"$error":"#DIV/0!"},{"$error":"#DIV/0!"},{"$error":"#DIV/0!"},{"$error":"#DIV/0!"},{"$error":"#DIV/0!"},{"$error":"#DIV/0!"},{"$error":"#DIV/0!"},{"$error":"#DIV/0!"},{"$error":"#DIV/0!"},{"$error":"#DIV/0!"},{"$error":"#DIV/0!"},{"$error":"#DIV/0!"},{"$error":"#DIV/0!"},{"$error":"#DIV/0!"},{"$error":"#DIV/0!"},{"$error":"#DIV/0!"},{"$error":"#DIV/0!"},{"$error":"#DIV/0!"},{"$error":"#DIV/0!"},{"$error":"#DIV/0!"},{"$error":"#DIV/0!"},{"$error":"#DIV/0!"},{"$error":"#DIV/0!"},{"$error":"#DIV/0!"},{"$error":"#DIV/0!"},{"$error":"#DIV/0!"},{"$error":"#DIV/0!"},{"$error":"#DIV/0!"},{"$error":"#DIV/0!"},{"$error":"#DIV/0!"},{"$error":"#DIV/0!"},{"$error":"#DIV/0!"},{"$error":"#DIV/0!"},{"$error":"#DIV/0!"},{"$error":"#DIV/0!"},{"$error":"#DIV/0!"},{"$error":"#DIV/0!"},{"$error":"#DIV/0!"},{"$error":"#DIV/0!"},{"$error":"#DIV/0!"},{"$error":"#DIV/0!"},{"$error":"#DIV/0!"},{"$error":"#DIV/0!"},{"$f":" VFT532","v":{"$error":"#DIV/0!"}},{"$error":"#DIV/0!"},{"$error":"#DIV/0!"},{"$error":"#DIV/0!"},{"$error":"#DIV/0!"},{"$error":"#DIV/0!"},{"$error":"#DIV/0!"},{"$error":"#DIV/0!"},{"$error":"#DIV/0!"},{"$error":"#DIV/0!"},{"$error":"#DIV/0!"},{"$error":"#DIV/0!"},{"$error":"#DIV/0!"},{"$error":"#DIV/0!"},{"$error":"#DIV/0!"},{"$error":"#DIV/0!"},{"$error":"#DIV/0!"},{"$error":"#DIV/0!"},{"$error":"#DIV/0!"},{"$error":"#DIV/0!"},{"$error":"#DIV/0!"},{"$error":"#DIV/0!"},{"$error":"#DIV/0!"},{"$error":"#DIV/0!"},{"$error":"#DIV/0!"},{"$error":"#DIV/0!"},{"$error":"#DIV/0!"},{"$error":"#DIV/0!"},{"$error":"#DIV/0!"},{"$error":"#DIV/0!"},{"$error":"#DIV/0!"},{"$error":"#DIV/0!"},{"$error":"#DIV/0!"},{"$error":"#DIV/0!"},{"$error":"#DIV/0!"},{"$error":"#DIV/0!"},{"$error":"#DIV/0!"},{"$error":"#DIV/0!"},{"$error":"#DIV/0!"},{"$error":"#DIV/0!"},{"$error":"#DIV/0!"},{"$error":"#DIV/0!"},{"$error":"#DIV/0!"},{"$error":"#DIV/0!"},{"$error":"#DIV/0!"},{"$error":"#DIV/0!"},{"$error":"#DIV/0!"},{"$error":"#DIV/0!"},{"$error":"#DIV/0!"},{"$error":"#DIV/0!"},{"$error":"#DIV/0!"},{"$error":"#DIV/0!"},{"$error":"#DIV/0!"},{"$error":"#DIV/0!"},{"$error":"#DIV/0!"},{"$error":"#DIV/0!"},{"$error":"#DIV/0!"},{"$error":"#DIV/0!"},{"$error":"#DIV/0!"},{"$error":"#DIV/0!"},{"$error":"#DIV/0!"},{"$error":"#DIV/0!"},{"$error":"#DIV/0!"},{"$error":"#DIV/0!"},{"$f":" VIF532","v":{"$error":"#DIV/0!"}},{"$error":"#DIV/0!"},{"$error":"#DIV/0!"},{"$error":"#DIV/0!"},{"$error":"#DIV/0!"},{"$error":"#DIV/0!"},{"$error":"#DIV/0!"},{"$error":"#DIV/0!"},{"$error":"#DIV/0!"},{"$error":"#DIV/0!"},{"$error":"#DIV/0!"},{"$error":"#DIV/0!"},{"$error":"#DIV/0!"},{"$error":"#DIV/0!"},{"$error":"#DIV/0!"},{"$error":"#DIV/0!"},{"$error":"#DIV/0!"},{"$error":"#DIV/0!"},{"$error":"#DIV/0!"},{"$error":"#DIV/0!"},{"$error":"#DIV/0!"},{"$error":"#DIV/0!"},{"$error":"#DIV/0!"},{"$error":"#DIV/0!"},{"$error":"#DIV/0!"},{"$error":"#DIV/0!"},{"$error":"#DIV/0!"},{"$error":"#DIV/0!"},{"$error":"#DIV/0!"},{"$error":"#DIV/0!"},{"$error":"#DIV/0!"},{"$error":"#DIV/0!"},{"$error":"#DIV/0!"},{"$error":"#DIV/0!"},{"$error":"#DIV/0!"},{"$error":"#DIV/0!"},{"$error":"#DIV/0!"},{"$error":"#DIV/0!"},{"$error":"#DIV/0!"},{"$error":"#DIV/0!"},{"$error":"#DIV/0!"},{"$error":"#DIV/0!"},{"$error":"#DIV/0!"},{"$error":"#DIV/0!"},{"$error":"#DIV/0!"},{"$error":"#DIV/0!"},{"$error":"#DIV/0!"},{"$error":"#DIV/0!"},{"$error":"#DIV/0!"},{"$error":"#DIV/0!"},{"$error":"#DIV/0!"},{"$error":"#DIV/0!"},{"$error":"#DIV/0!"},{"$error":"#DIV/0!"},{"$error":"#DIV/0!"},{"$error":"#DIV/0!"},{"$error":"#DIV/0!"},{"$error":"#DIV/0!"},{"$error":"#DIV/0!"},{"$error":"#DIV/0!"},{"$error":"#DIV/0!"},{"$error":"#DIV/0!"},{"$error":"#DIV/0!"},{"$error":"#DIV/0!"},{"$f":" VKR532","v":{"$error":"#DIV/0!"}},{"$error":"#DIV/0!"},{"$error":"#DIV/0!"},{"$error":"#DIV/0!"},{"$error":"#DIV/0!"},{"$error":"#DIV/0!"},{"$error":"#DIV/0!"},{"$error":"#DIV/0!"},{"$error":"#DIV/0!"},{"$error":"#DIV/0!"},{"$error":"#DIV/0!"},{"$error":"#DIV/0!"},{"$error":"#DIV/0!"},{"$error":"#DIV/0!"},{"$error":"#DIV/0!"},{"$error":"#DIV/0!"},{"$error":"#DIV/0!"},{"$error":"#DIV/0!"},{"$error":"#DIV/0!"},{"$error":"#DIV/0!"},{"$error":"#DIV/0!"},{"$error":"#DIV/0!"},{"$error":"#DIV/0!"},{"$error":"#DIV/0!"},{"$error":"#DIV/0!"},{"$error":"#DIV/0!"},{"$error":"#DIV/0!"},{"$error":"#DIV/0!"},{"$error":"#DIV/0!"},{"$error":"#DIV/0!"},{"$error":"#DIV/0!"},{"$error":"#DIV/0!"},{"$error":"#DIV/0!"},{"$error":"#DIV/0!"},{"$error":"#DIV/0!"},{"$error":"#DIV/0!"},{"$error":"#DIV/0!"},{"$error":"#DIV/0!"},{"$error":"#DIV/0!"},{"$error":"#DIV/0!"},{"$error":"#DIV/0!"},{"$error":"#DIV/0!"},{"$error":"#DIV/0!"},{"$error":"#DIV/0!"},{"$error":"#DIV/0!"},{"$error":"#DIV/0!"},{"$error":"#DIV/0!"},{"$error":"#DIV/0!"},{"$error":"#DIV/0!"},{"$error":"#DIV/0!"},{"$error":"#DIV/0!"},{"$error":"#DIV/0!"},{"$error":"#DIV/0!"},{"$error":"#DIV/0!"},{"$error":"#DIV/0!"},{"$error":"#DIV/0!"},{"$error":"#DIV/0!"},{"$error":"#DIV/0!"},{"$error":"#DIV/0!"},{"$error":"#DIV/0!"},{"$error":"#DIV/0!"},{"$error":"#DIV/0!"},{"$error":"#DIV/0!"},{"$error":"#DIV/0!"},{"$f":" VND532","v":{"$error":"#DIV/0!"}},{"$error":"#DIV/0!"},{"$error":"#DIV/0!"},{"$error":"#DIV/0!"},{"$error":"#DIV/0!"},{"$error":"#DIV/0!"},{"$error":"#DIV/0!"},{"$error":"#DIV/0!"},{"$error":"#DIV/0!"},{"$error":"#DIV/0!"},{"$error":"#DIV/0!"},{"$error":"#DIV/0!"},{"$error":"#DIV/0!"},{"$error":"#DIV/0!"},{"$error":"#DIV/0!"},{"$error":"#DIV/0!"},{"$error":"#DIV/0!"},{"$error":"#DIV/0!"},{"$error":"#DIV/0!"},{"$error":"#DIV/0!"},{"$error":"#DIV/0!"},{"$error":"#DIV/0!"},{"$error":"#DIV/0!"},{"$error":"#DIV/0!"},{"$error":"#DIV/0!"},{"$error":"#DIV/0!"},{"$error":"#DIV/0!"},{"$error":"#DIV/0!"},{"$error":"#DIV/0!"},{"$error":"#DIV/0!"},{"$error":"#DIV/0!"},{"$error":"#DIV/0!"},{"$error":"#DIV/0!"},{"$error":"#DIV/0!"},{"$error":"#DIV/0!"},{"$error":"#DIV/0!"},{"$error":"#DIV/0!"},{"$error":"#DIV/0!"},{"$error":"#DIV/0!"},{"$error":"#DIV/0!"},{"$error":"#DIV/0!"},{"$error":"#DIV/0!"},{"$error":"#DIV/0!"},{"$error":"#DIV/0!"},{"$error":"#DIV/0!"},{"$error":"#DIV/0!"},{"$error":"#DIV/0!"},{"$error":"#DIV/0!"},{"$error":"#DIV/0!"},{"$error":"#DIV/0!"},{"$error":"#DIV/0!"},{"$error":"#DIV/0!"},{"$error":"#DIV/0!"},{"$error":"#DIV/0!"},{"$error":"#DIV/0!"},{"$error":"#DIV/0!"},{"$error":"#DIV/0!"},{"$error":"#DIV/0!"},{"$error":"#DIV/0!"},{"$error":"#DIV/0!"},{"$error":"#DIV/0!"},{"$error":"#DIV/0!"},{"$error":"#DIV/0!"},{"$error":"#DIV/0!"},{"$f":" VPP532","v":{"$error":"#DIV/0!"}},{"$error":"#DIV/0!"},{"$error":"#DIV/0!"},{"$error":"#DIV/0!"},{"$error":"#DIV/0!"},{"$error":"#DIV/0!"},{"$error":"#DIV/0!"},{"$error":"#DIV/0!"},{"$error":"#DIV/0!"},{"$error":"#DIV/0!"},{"$error":"#DIV/0!"},{"$error":"#DIV/0!"},{"$error":"#DIV/0!"},{"$error":"#DIV/0!"},{"$error":"#DIV/0!"},{"$error":"#DIV/0!"},{"$error":"#DIV/0!"},{"$error":"#DIV/0!"},{"$error":"#DIV/0!"},{"$error":"#DIV/0!"},{"$error":"#DIV/0!"},{"$error":"#DIV/0!"},{"$error":"#DIV/0!"},{"$error":"#DIV/0!"},{"$error":"#DIV/0!"},{"$error":"#DIV/0!"},{"$error":"#DIV/0!"},{"$error":"#DIV/0!"},{"$error":"#DIV/0!"},{"$error":"#DIV/0!"},{"$error":"#DIV/0!"},{"$error":"#DIV/0!"},{"$error":"#DIV/0!"},{"$error":"#DIV/0!"},{"$error":"#DIV/0!"},{"$error":"#DIV/0!"},{"$error":"#DIV/0!"},{"$error":"#DIV/0!"},{"$error":"#DIV/0!"},{"$error":"#DIV/0!"},{"$error":"#DIV/0!"},{"$error":"#DIV/0!"},{"$error":"#DIV/0!"},{"$error":"#DIV/0!"},{"$error":"#DIV/0!"},{"$error":"#DIV/0!"},{"$error":"#DIV/0!"},{"$error":"#DIV/0!"},{"$error":"#DIV/0!"},{"$error":"#DIV/0!"},{"$error":"#DIV/0!"},{"$error":"#DIV/0!"},{"$error":"#DIV/0!"},{"$error":"#DIV/0!"},{"$error":"#DIV/0!"},{"$error":"#DIV/0!"},{"$error":"#DIV/0!"},{"$error":"#DIV/0!"},{"$error":"#DIV/0!"},{"$error":"#DIV/0!"},{"$error":"#DIV/0!"},{"$error":"#DIV/0!"},{"$error":"#DIV/0!"},{"$error":"#DIV/0!"},{"$f":" VSB532","v":{"$error":"#DIV/0!"}},{"$error":"#DIV/0!"},{"$error":"#DIV/0!"},{"$error":"#DIV/0!"},{"$error":"#DIV/0!"},{"$error":"#DIV/0!"},{"$error":"#DIV/0!"},{"$error":"#DIV/0!"},{"$error":"#DIV/0!"},{"$error":"#DIV/0!"},{"$error":"#DIV/0!"},{"$error":"#DIV/0!"},{"$error":"#DIV/0!"},{"$error":"#DIV/0!"},{"$error":"#DIV/0!"},{"$error":"#DIV/0!"},{"$error":"#DIV/0!"},{"$error":"#DIV/0!"},{"$error":"#DIV/0!"},{"$error":"#DIV/0!"},{"$error":"#DIV/0!"},{"$error":"#DIV/0!"},{"$error":"#DIV/0!"},{"$error":"#DIV/0!"},{"$error":"#DIV/0!"},{"$error":"#DIV/0!"},{"$error":"#DIV/0!"},{"$error":"#DIV/0!"},{"$error":"#DIV/0!"},{"$error":"#DIV/0!"},{"$error":"#DIV/0!"},{"$error":"#DIV/0!"},{"$error":"#DIV/0!"},{"$error":"#DIV/0!"},{"$error":"#DIV/0!"},{"$error":"#DIV/0!"},{"$error":"#DIV/0!"},{"$error":"#DIV/0!"},{"$error":"#DIV/0!"},{"$error":"#DIV/0!"},{"$error":"#DIV/0!"},{"$error":"#DIV/0!"},{"$error":"#DIV/0!"},{"$error":"#DIV/0!"},{"$error":"#DIV/0!"},{"$error":"#DIV/0!"},{"$error":"#DIV/0!"},{"$error":"#DIV/0!"},{"$error":"#DIV/0!"},{"$error":"#DIV/0!"},{"$error":"#DIV/0!"},{"$error":"#DIV/0!"},{"$error":"#DIV/0!"},{"$error":"#DIV/0!"},{"$error":"#DIV/0!"},{"$error":"#DIV/0!"},{"$error":"#DIV/0!"},{"$error":"#DIV/0!"},{"$error":"#DIV/0!"},{"$error":"#DIV/0!"},{"$error":"#DIV/0!"},{"$error":"#DIV/0!"},{"$error":"#DIV/0!"},{"$error":"#DIV/0!"},{"$f":" VUN532","v":{"$error":"#DIV/0!"}},{"$error":"#DIV/0!"},{"$error":"#DIV/0!"},{"$error":"#DIV/0!"},{"$error":"#DIV/0!"},{"$error":"#DIV/0!"},{"$error":"#DIV/0!"},{"$error":"#DIV/0!"},{"$error":"#DIV/0!"},{"$error":"#DIV/0!"},{"$error":"#DIV/0!"},{"$error":"#DIV/0!"},{"$error":"#DIV/0!"},{"$error":"#DIV/0!"},{"$error":"#DIV/0!"},{"$error":"#DIV/0!"},{"$error":"#DIV/0!"},{"$error":"#DIV/0!"},{"$error":"#DIV/0!"},{"$error":"#DIV/0!"},{"$error":"#DIV/0!"},{"$error":"#DIV/0!"},{"$error":"#DIV/0!"},{"$error":"#DIV/0!"},{"$error":"#DIV/0!"},{"$error":"#DIV/0!"},{"$error":"#DIV/0!"},{"$error":"#DIV/0!"},{"$error":"#DIV/0!"},{"$error":"#DIV/0!"},{"$error":"#DIV/0!"},{"$error":"#DIV/0!"},{"$error":"#DIV/0!"},{"$error":"#DIV/0!"},{"$error":"#DIV/0!"},{"$error":"#DIV/0!"},{"$error":"#DIV/0!"},{"$error":"#DIV/0!"},{"$error":"#DIV/0!"},{"$error":"#DIV/0!"},{"$error":"#DIV/0!"},{"$error":"#DIV/0!"},{"$error":"#DIV/0!"},{"$error":"#DIV/0!"},{"$error":"#DIV/0!"},{"$error":"#DIV/0!"},{"$error":"#DIV/0!"},{"$error":"#DIV/0!"},{"$error":"#DIV/0!"},{"$error":"#DIV/0!"},{"$error":"#DIV/0!"},{"$error":"#DIV/0!"},{"$error":"#DIV/0!"},{"$error":"#DIV/0!"},{"$error":"#DIV/0!"},{"$error":"#DIV/0!"},{"$error":"#DIV/0!"},{"$error":"#DIV/0!"},{"$error":"#DIV/0!"},{"$error":"#DIV/0!"},{"$error":"#DIV/0!"},{"$error":"#DIV/0!"},{"$error":"#DIV/0!"},{"$error":"#DIV/0!"},{"$f":" VWZ532","v":{"$error":"#DIV/0!"}},{"$error":"#DIV/0!"},{"$error":"#DIV/0!"},{"$error":"#DIV/0!"},{"$error":"#DIV/0!"},{"$error":"#DIV/0!"},{"$error":"#DIV/0!"},{"$error":"#DIV/0!"},{"$error":"#DIV/0!"},{"$error":"#DIV/0!"},{"$error":"#DIV/0!"},{"$error":"#DIV/0!"},{"$error":"#DIV/0!"},{"$error":"#DIV/0!"},{"$error":"#DIV/0!"},{"$error":"#DIV/0!"},{"$error":"#DIV/0!"},{"$error":"#DIV/0!"},{"$error":"#DIV/0!"},{"$error":"#DIV/0!"},{"$error":"#DIV/0!"},{"$error":"#DIV/0!"},{"$error":"#DIV/0!"},{"$error":"#DIV/0!"},{"$error":"#DIV/0!"},{"$error":"#DIV/0!"},{"$error":"#DIV/0!"},{"$error":"#DIV/0!"},{"$error":"#DIV/0!"},{"$error":"#DIV/0!"},{"$error":"#DIV/0!"},{"$error":"#DIV/0!"},{"$error":"#DIV/0!"},{"$error":"#DIV/0!"},{"$error":"#DIV/0!"},{"$error":"#DIV/0!"},{"$error":"#DIV/0!"},{"$error":"#DIV/0!"},{"$error":"#DIV/0!"},{"$error":"#DIV/0!"},{"$error":"#DIV/0!"},{"$error":"#DIV/0!"},{"$error":"#DIV/0!"},{"$error":"#DIV/0!"},{"$error":"#DIV/0!"},{"$error":"#DIV/0!"},{"$error":"#DIV/0!"},{"$error":"#DIV/0!"},{"$error":"#DIV/0!"},{"$error":"#DIV/0!"},{"$error":"#DIV/0!"},{"$error":"#DIV/0!"},{"$error":"#DIV/0!"},{"$error":"#DIV/0!"},{"$error":"#DIV/0!"},{"$error":"#DIV/0!"},{"$error":"#DIV/0!"},{"$error":"#DIV/0!"},{"$error":"#DIV/0!"},{"$error":"#DIV/0!"},{"$error":"#DIV/0!"},{"$error":"#DIV/0!"},{"$error":"#DIV/0!"},{"$error":"#DIV/0!"},{"$f":" VZL532","v":{"$error":"#DIV/0!"}},{"$error":"#DIV/0!"},{"$error":"#DIV/0!"},{"$error":"#DIV/0!"},{"$error":"#DIV/0!"},{"$error":"#DIV/0!"},{"$error":"#DIV/0!"},{"$error":"#DIV/0!"},{"$error":"#DIV/0!"},{"$error":"#DIV/0!"},{"$error":"#DIV/0!"},{"$error":"#DIV/0!"},{"$error":"#DIV/0!"},{"$error":"#DIV/0!"},{"$error":"#DIV/0!"},{"$error":"#DIV/0!"},{"$error":"#DIV/0!"},{"$error":"#DIV/0!"},{"$error":"#DIV/0!"},{"$error":"#DIV/0!"},{"$error":"#DIV/0!"},{"$error":"#DIV/0!"},{"$error":"#DIV/0!"},{"$error":"#DIV/0!"},{"$error":"#DIV/0!"},{"$error":"#DIV/0!"},{"$error":"#DIV/0!"},{"$error":"#DIV/0!"},{"$error":"#DIV/0!"},{"$error":"#DIV/0!"},{"$error":"#DIV/0!"},{"$error":"#DIV/0!"},{"$error":"#DIV/0!"},{"$error":"#DIV/0!"},{"$error":"#DIV/0!"},{"$error":"#DIV/0!"},{"$error":"#DIV/0!"},{"$error":"#DIV/0!"},{"$error":"#DIV/0!"},{"$error":"#DIV/0!"},{"$error":"#DIV/0!"},{"$error":"#DIV/0!"},{"$error":"#DIV/0!"},{"$error":"#DIV/0!"},{"$error":"#DIV/0!"},{"$error":"#DIV/0!"},{"$error":"#DIV/0!"},{"$error":"#DIV/0!"},{"$error":"#DIV/0!"},{"$error":"#DIV/0!"},{"$error":"#DIV/0!"},{"$error":"#DIV/0!"},{"$error":"#DIV/0!"},{"$error":"#DIV/0!"},{"$error":"#DIV/0!"},{"$error":"#DIV/0!"},{"$error":"#DIV/0!"},{"$error":"#DIV/0!"},{"$error":"#DIV/0!"},{"$error":"#DIV/0!"},{"$error":"#DIV/0!"},{"$error":"#DIV/0!"},{"$error":"#DIV/0!"},{"$error":"#DIV/0!"},{"$f":" WBX532","v":{"$error":"#DIV/0!"}},{"$error":"#DIV/0!"},{"$error":"#DIV/0!"},{"$error":"#DIV/0!"},{"$error":"#DIV/0!"},{"$error":"#DIV/0!"},{"$error":"#DIV/0!"},{"$error":"#DIV/0!"},{"$error":"#DIV/0!"},{"$error":"#DIV/0!"},{"$error":"#DIV/0!"},{"$error":"#DIV/0!"},{"$error":"#DIV/0!"},{"$error":"#DIV/0!"},{"$error":"#DIV/0!"},{"$error":"#DIV/0!"},{"$error":"#DIV/0!"},{"$error":"#DIV/0!"},{"$error":"#DIV/0!"},{"$error":"#DIV/0!"},{"$error":"#DIV/0!"},{"$error":"#DIV/0!"},{"$error":"#DIV/0!"},{"$error":"#DIV/0!"},{"$error":"#DIV/0!"},{"$error":"#DIV/0!"},{"$error":"#DIV/0!"},{"$error":"#DIV/0!"},{"$error":"#DIV/0!"},{"$error":"#DIV/0!"},{"$error":"#DIV/0!"},{"$error":"#DIV/0!"},{"$error":"#DIV/0!"},{"$error":"#DIV/0!"},{"$error":"#DIV/0!"},{"$error":"#DIV/0!"},{"$error":"#DIV/0!"},{"$error":"#DIV/0!"},{"$error":"#DIV/0!"},{"$error":"#DIV/0!"},{"$error":"#DIV/0!"},{"$error":"#DIV/0!"},{"$error":"#DIV/0!"},{"$error":"#DIV/0!"},{"$error":"#DIV/0!"},{"$error":"#DIV/0!"},{"$error":"#DIV/0!"},{"$error":"#DIV/0!"},{"$error":"#DIV/0!"},{"$error":"#DIV/0!"},{"$error":"#DIV/0!"},{"$error":"#DIV/0!"},{"$error":"#DIV/0!"},{"$error":"#DIV/0!"},{"$error":"#DIV/0!"},{"$error":"#DIV/0!"},{"$error":"#DIV/0!"},{"$error":"#DIV/0!"},{"$error":"#DIV/0!"},{"$error":"#DIV/0!"},{"$error":"#DIV/0!"},{"$error":"#DIV/0!"},{"$error":"#DIV/0!"},{"$error":"#DIV/0!"},{"$f":" WEJ532","v":{"$error":"#DIV/0!"}},{"$error":"#DIV/0!"},{"$error":"#DIV/0!"},{"$error":"#DIV/0!"},{"$error":"#DIV/0!"},{"$error":"#DIV/0!"},{"$error":"#DIV/0!"},{"$error":"#DIV/0!"},{"$error":"#DIV/0!"},{"$error":"#DIV/0!"},{"$error":"#DIV/0!"},{"$error":"#DIV/0!"},{"$error":"#DIV/0!"},{"$error":"#DIV/0!"},{"$error":"#DIV/0!"},{"$error":"#DIV/0!"},{"$error":"#DIV/0!"},{"$error":"#DIV/0!"},{"$error":"#DIV/0!"},{"$error":"#DIV/0!"},{"$error":"#DIV/0!"},{"$error":"#DIV/0!"},{"$error":"#DIV/0!"},{"$error":"#DIV/0!"},{"$error":"#DIV/0!"},{"$error":"#DIV/0!"},{"$error":"#DIV/0!"},{"$error":"#DIV/0!"},{"$error":"#DIV/0!"},{"$error":"#DIV/0!"},{"$error":"#DIV/0!"},{"$error":"#DIV/0!"},{"$error":"#DIV/0!"},{"$error":"#DIV/0!"},{"$error":"#DIV/0!"},{"$error":"#DIV/0!"},{"$error":"#DIV/0!"},{"$error":"#DIV/0!"},{"$error":"#DIV/0!"},{"$error":"#DIV/0!"},{"$error":"#DIV/0!"},{"$error":"#DIV/0!"},{"$error":"#DIV/0!"},{"$error":"#DIV/0!"},{"$error":"#DIV/0!"},{"$error":"#DIV/0!"},{"$error":"#DIV/0!"},{"$error":"#DIV/0!"},{"$error":"#DIV/0!"},{"$error":"#DIV/0!"},{"$error":"#DIV/0!"},{"$error":"#DIV/0!"},{"$error":"#DIV/0!"},{"$error":"#DIV/0!"},{"$error":"#DIV/0!"},{"$error":"#DIV/0!"},{"$error":"#DIV/0!"},{"$error":"#DIV/0!"},{"$error":"#DIV/0!"},{"$error":"#DIV/0!"},{"$error":"#DIV/0!"},{"$error":"#DIV/0!"},{"$error":"#DIV/0!"},{"$error":"#DIV/0!"},{"$f":" WGV532","v":{"$error":"#DIV/0!"}},{"$error":"#DIV/0!"},{"$error":"#DIV/0!"},{"$error":"#DIV/0!"},{"$error":"#DIV/0!"},{"$error":"#DIV/0!"},{"$error":"#DIV/0!"},{"$error":"#DIV/0!"},{"$error":"#DIV/0!"},{"$error":"#DIV/0!"},{"$error":"#DIV/0!"},{"$error":"#DIV/0!"},{"$error":"#DIV/0!"},{"$error":"#DIV/0!"},{"$error":"#DIV/0!"},{"$error":"#DIV/0!"},{"$error":"#DIV/0!"},{"$error":"#DIV/0!"},{"$error":"#DIV/0!"},{"$error":"#DIV/0!"},{"$error":"#DIV/0!"},{"$error":"#DIV/0!"},{"$error":"#DIV/0!"},{"$error":"#DIV/0!"},{"$error":"#DIV/0!"},{"$error":"#DIV/0!"},{"$error":"#DIV/0!"},{"$error":"#DIV/0!"},{"$error":"#DIV/0!"},{"$error":"#DIV/0!"},{"$error":"#DIV/0!"},{"$error":"#DIV/0!"},{"$error":"#DIV/0!"},{"$error":"#DIV/0!"},{"$error":"#DIV/0!"},{"$error":"#DIV/0!"},{"$error":"#DIV/0!"},{"$error":"#DIV/0!"},{"$error":"#DIV/0!"},{"$error":"#DIV/0!"},{"$error":"#DIV/0!"},{"$error":"#DIV/0!"},{"$error":"#DIV/0!"},{"$error":"#DIV/0!"},{"$error":"#DIV/0!"},{"$error":"#DIV/0!"},{"$error":"#DIV/0!"},{"$error":"#DIV/0!"},{"$error":"#DIV/0!"},{"$error":"#DIV/0!"},{"$error":"#DIV/0!"},{"$error":"#DIV/0!"},{"$error":"#DIV/0!"},{"$error":"#DIV/0!"},{"$error":"#DIV/0!"},{"$error":"#DIV/0!"},{"$error":"#DIV/0!"},{"$error":"#DIV/0!"},{"$error":"#DIV/0!"},{"$error":"#DIV/0!"},{"$error":"#DIV/0!"},{"$error":"#DIV/0!"},{"$error":"#DIV/0!"},{"$error":"#DIV/0!"},{"$f":" WJH532","v":{"$error":"#DIV/0!"}},{"$error":"#DIV/0!"},{"$error":"#DIV/0!"},{"$error":"#DIV/0!"},{"$error":"#DIV/0!"},{"$error":"#DIV/0!"},{"$error":"#DIV/0!"},{"$error":"#DIV/0!"},{"$error":"#DIV/0!"},{"$error":"#DIV/0!"},{"$error":"#DIV/0!"},{"$error":"#DIV/0!"},{"$error":"#DIV/0!"},{"$error":"#DIV/0!"},{"$error":"#DIV/0!"},{"$error":"#DIV/0!"},{"$error":"#DIV/0!"},{"$error":"#DIV/0!"},{"$error":"#DIV/0!"},{"$error":"#DIV/0!"},{"$error":"#DIV/0!"},{"$error":"#DIV/0!"},{"$error":"#DIV/0!"},{"$error":"#DIV/0!"},{"$error":"#DIV/0!"},{"$error":"#DIV/0!"},{"$error":"#DIV/0!"},{"$error":"#DIV/0!"},{"$error":"#DIV/0!"},{"$error":"#DIV/0!"},{"$error":"#DIV/0!"},{"$error":"#DIV/0!"},{"$error":"#DIV/0!"},{"$error":"#DIV/0!"},{"$error":"#DIV/0!"},{"$error":"#DIV/0!"},{"$error":"#DIV/0!"},{"$error":"#DIV/0!"},{"$error":"#DIV/0!"},{"$error":"#DIV/0!"},{"$error":"#DIV/0!"},{"$error":"#DIV/0!"},{"$error":"#DIV/0!"},{"$error":"#DIV/0!"},{"$error":"#DIV/0!"},{"$error":"#DIV/0!"},{"$error":"#DIV/0!"},{"$error":"#DIV/0!"},{"$error":"#DIV/0!"},{"$error":"#DIV/0!"},{"$error":"#DIV/0!"},{"$error":"#DIV/0!"},{"$error":"#DIV/0!"},{"$error":"#DIV/0!"},{"$error":"#DIV/0!"},{"$error":"#DIV/0!"},{"$error":"#DIV/0!"},{"$error":"#DIV/0!"},{"$error":"#DIV/0!"},{"$error":"#DIV/0!"},{"$error":"#DIV/0!"},{"$error":"#DIV/0!"},{"$error":"#DIV/0!"},{"$error":"#DIV/0!"},{"$f":" WLT532","v":{"$error":"#DIV/0!"}},{"$error":"#DIV/0!"},{"$error":"#DIV/0!"},{"$error":"#DIV/0!"},{"$error":"#DIV/0!"},{"$error":"#DIV/0!"},{"$error":"#DIV/0!"},{"$error":"#DIV/0!"},{"$error":"#DIV/0!"},{"$error":"#DIV/0!"},{"$error":"#DIV/0!"},{"$error":"#DIV/0!"},{"$error":"#DIV/0!"},{"$error":"#DIV/0!"},{"$error":"#DIV/0!"},{"$error":"#DIV/0!"},{"$error":"#DIV/0!"},{"$error":"#DIV/0!"},{"$error":"#DIV/0!"},{"$error":"#DIV/0!"},{"$error":"#DIV/0!"},{"$error":"#DIV/0!"},{"$error":"#DIV/0!"},{"$error":"#DIV/0!"},{"$error":"#DIV/0!"},{"$error":"#DIV/0!"},{"$error":"#DIV/0!"},{"$error":"#DIV/0!"},{"$error":"#DIV/0!"},{"$error":"#DIV/0!"},{"$error":"#DIV/0!"},{"$error":"#DIV/0!"},{"$error":"#DIV/0!"},{"$error":"#DIV/0!"},{"$error":"#DIV/0!"},{"$error":"#DIV/0!"},{"$error":"#DIV/0!"},{"$error":"#DIV/0!"},{"$error":"#DIV/0!"},{"$error":"#DIV/0!"},{"$error":"#DIV/0!"},{"$error":"#DIV/0!"},{"$error":"#DIV/0!"},{"$error":"#DIV/0!"},{"$error":"#DIV/0!"},{"$error":"#DIV/0!"},{"$error":"#DIV/0!"},{"$error":"#DIV/0!"},{"$error":"#DIV/0!"},{"$error":"#DIV/0!"},{"$error":"#DIV/0!"},{"$error":"#DIV/0!"},{"$error":"#DIV/0!"},{"$error":"#DIV/0!"},{"$error":"#DIV/0!"},{"$error":"#DIV/0!"},{"$error":"#DIV/0!"},{"$error":"#DIV/0!"},{"$error":"#DIV/0!"},{"$error":"#DIV/0!"},{"$error":"#DIV/0!"},{"$error":"#DIV/0!"},{"$error":"#DIV/0!"},{"$error":"#DIV/0!"},{"$f":" WOF532","v":{"$error":"#DIV/0!"}},{"$error":"#DIV/0!"},{"$error":"#DIV/0!"},{"$error":"#DIV/0!"},{"$error":"#DIV/0!"},{"$error":"#DIV/0!"},{"$error":"#DIV/0!"},{"$error":"#DIV/0!"},{"$error":"#DIV/0!"},{"$error":"#DIV/0!"},{"$error":"#DIV/0!"},{"$error":"#DIV/0!"},{"$error":"#DIV/0!"},{"$error":"#DIV/0!"},{"$error":"#DIV/0!"},{"$error":"#DIV/0!"},{"$error":"#DIV/0!"},{"$error":"#DIV/0!"},{"$error":"#DIV/0!"},{"$error":"#DIV/0!"},{"$error":"#DIV/0!"},{"$error":"#DIV/0!"},{"$error":"#DIV/0!"},{"$error":"#DIV/0!"},{"$error":"#DIV/0!"},{"$error":"#DIV/0!"},{"$error":"#DIV/0!"},{"$error":"#DIV/0!"},{"$error":"#DIV/0!"},{"$error":"#DIV/0!"},{"$error":"#DIV/0!"},{"$error":"#DIV/0!"},{"$error":"#DIV/0!"},{"$error":"#DIV/0!"},{"$error":"#DIV/0!"},{"$error":"#DIV/0!"},{"$error":"#DIV/0!"},{"$error":"#DIV/0!"},{"$error":"#DIV/0!"},{"$error":"#DIV/0!"},{"$error":"#DIV/0!"},{"$error":"#DIV/0!"},{"$error":"#DIV/0!"},{"$error":"#DIV/0!"},{"$error":"#DIV/0!"},{"$error":"#DIV/0!"},{"$error":"#DIV/0!"},{"$error":"#DIV/0!"},{"$error":"#DIV/0!"},{"$error":"#DIV/0!"},{"$error":"#DIV/0!"},{"$error":"#DIV/0!"},{"$error":"#DIV/0!"},{"$error":"#DIV/0!"},{"$error":"#DIV/0!"},{"$error":"#DIV/0!"},{"$error":"#DIV/0!"},{"$error":"#DIV/0!"},{"$error":"#DIV/0!"},{"$error":"#DIV/0!"},{"$error":"#DIV/0!"},{"$error":"#DIV/0!"},{"$error":"#DIV/0!"},{"$error":"#DIV/0!"},{"$f":" WQR532","v":{"$error":"#DIV/0!"}},{"$error":"#DIV/0!"},{"$error":"#DIV/0!"},{"$error":"#DIV/0!"},{"$error":"#DIV/0!"},{"$error":"#DIV/0!"},{"$error":"#DIV/0!"},{"$error":"#DIV/0!"},{"$error":"#DIV/0!"},{"$error":"#DIV/0!"},{"$error":"#DIV/0!"},{"$error":"#DIV/0!"},{"$error":"#DIV/0!"},{"$error":"#DIV/0!"},{"$error":"#DIV/0!"},{"$error":"#DIV/0!"},{"$error":"#DIV/0!"},{"$error":"#DIV/0!"},{"$error":"#DIV/0!"},{"$error":"#DIV/0!"},{"$error":"#DIV/0!"},{"$error":"#DIV/0!"},{"$error":"#DIV/0!"},{"$error":"#DIV/0!"},{"$error":"#DIV/0!"},{"$error":"#DIV/0!"},{"$error":"#DIV/0!"},{"$error":"#DIV/0!"},{"$error":"#DIV/0!"},{"$error":"#DIV/0!"},{"$error":"#DIV/0!"},{"$error":"#DIV/0!"},{"$error":"#DIV/0!"},{"$error":"#DIV/0!"},{"$error":"#DIV/0!"},{"$error":"#DIV/0!"},{"$error":"#DIV/0!"},{"$error":"#DIV/0!"},{"$error":"#DIV/0!"},{"$error":"#DIV/0!"},{"$error":"#DIV/0!"},{"$error":"#DIV/0!"},{"$error":"#DIV/0!"},{"$error":"#DIV/0!"},{"$error":"#DIV/0!"},{"$error":"#DIV/0!"},{"$error":"#DIV/0!"},{"$error":"#DIV/0!"},{"$error":"#DIV/0!"},{"$error":"#DIV/0!"},{"$error":"#DIV/0!"},{"$error":"#DIV/0!"},{"$error":"#DIV/0!"},{"$error":"#DIV/0!"},{"$error":"#DIV/0!"},{"$error":"#DIV/0!"},{"$error":"#DIV/0!"},{"$error":"#DIV/0!"},{"$error":"#DIV/0!"},{"$error":"#DIV/0!"},{"$error":"#DIV/0!"},{"$error":"#DIV/0!"},{"$error":"#DIV/0!"},{"$error":"#DIV/0!"},{"$f":" WTD532","v":{"$error":"#DIV/0!"}},{"$error":"#DIV/0!"},{"$error":"#DIV/0!"},{"$error":"#DIV/0!"},{"$error":"#DIV/0!"},{"$error":"#DIV/0!"},{"$error":"#DIV/0!"},{"$error":"#DIV/0!"},{"$error":"#DIV/0!"},{"$error":"#DIV/0!"},{"$error":"#DIV/0!"},{"$error":"#DIV/0!"},{"$error":"#DIV/0!"},{"$error":"#DIV/0!"},{"$error":"#DIV/0!"},{"$error":"#DIV/0!"},{"$error":"#DIV/0!"},{"$error":"#DIV/0!"},{"$error":"#DIV/0!"},{"$error":"#DIV/0!"},{"$error":"#DIV/0!"},{"$error":"#DIV/0!"},{"$error":"#DIV/0!"},{"$error":"#DIV/0!"},{"$error":"#DIV/0!"},{"$error":"#DIV/0!"},{"$error":"#DIV/0!"},{"$error":"#DIV/0!"},{"$error":"#DIV/0!"},{"$error":"#DIV/0!"},{"$error":"#DIV/0!"},{"$error":"#DIV/0!"},{"$error":"#DIV/0!"},{"$error":"#DIV/0!"},{"$error":"#DIV/0!"},{"$error":"#DIV/0!"},{"$error":"#DIV/0!"},{"$error":"#DIV/0!"},{"$error":"#DIV/0!"},{"$error":"#DIV/0!"},{"$error":"#DIV/0!"},{"$error":"#DIV/0!"},{"$error":"#DIV/0!"},{"$error":"#DIV/0!"},{"$error":"#DIV/0!"},{"$error":"#DIV/0!"},{"$error":"#DIV/0!"},{"$error":"#DIV/0!"},{"$error":"#DIV/0!"},{"$error":"#DIV/0!"},{"$error":"#DIV/0!"},{"$error":"#DIV/0!"},{"$error":"#DIV/0!"},{"$error":"#DIV/0!"},{"$error":"#DIV/0!"},{"$error":"#DIV/0!"},{"$error":"#DIV/0!"},{"$error":"#DIV/0!"},{"$error":"#DIV/0!"},{"$error":"#DIV/0!"},{"$error":"#DIV/0!"},{"$error":"#DIV/0!"},{"$error":"#DIV/0!"},{"$error":"#DIV/0!"},{"$f":" WVP532","v":{"$error":"#DIV/0!"}},{"$error":"#DIV/0!"},{"$error":"#DIV/0!"},{"$error":"#DIV/0!"},{"$error":"#DIV/0!"},{"$error":"#DIV/0!"},{"$error":"#DIV/0!"},{"$error":"#DIV/0!"},{"$error":"#DIV/0!"},{"$error":"#DIV/0!"},{"$error":"#DIV/0!"},{"$error":"#DIV/0!"},{"$error":"#DIV/0!"},{"$error":"#DIV/0!"},{"$error":"#DIV/0!"},{"$error":"#DIV/0!"},{"$error":"#DIV/0!"},{"$error":"#DIV/0!"},{"$error":"#DIV/0!"},{"$error":"#DIV/0!"},{"$error":"#DIV/0!"},{"$error":"#DIV/0!"},{"$error":"#DIV/0!"},{"$error":"#DIV/0!"},{"$error":"#DIV/0!"},{"$error":"#DIV/0!"},{"$error":"#DIV/0!"},{"$error":"#DIV/0!"},{"$error":"#DIV/0!"},{"$error":"#DIV/0!"},{"$error":"#DIV/0!"},{"$error":"#DIV/0!"},{"$error":"#DIV/0!"},{"$error":"#DIV/0!"},{"$error":"#DIV/0!"},{"$error":"#DIV/0!"},{"$error":"#DIV/0!"},{"$error":"#DIV/0!"},{"$error":"#DIV/0!"},{"$error":"#DIV/0!"},{"$error":"#DIV/0!"},{"$error":"#DIV/0!"},{"$error":"#DIV/0!"},{"$error":"#DIV/0!"},{"$error":"#DIV/0!"},{"$error":"#DIV/0!"},{"$error":"#DIV/0!"},{"$error":"#DIV/0!"},{"$error":"#DIV/0!"},{"$error":"#DIV/0!"},{"$error":"#DIV/0!"},{"$error":"#DIV/0!"},{"$error":"#DIV/0!"},{"$error":"#DIV/0!"},{"$error":"#DIV/0!"},{"$error":"#DIV/0!"},{"$error":"#DIV/0!"},{"$error":"#DIV/0!"},{"$error":"#DIV/0!"},{"$error":"#DIV/0!"},{"$error":"#DIV/0!"},{"$error":"#DIV/0!"},{"$error":"#DIV/0!"},{"$error":"#DIV/0!"},{"$f":" WYB532","v":{"$error":"#DIV/0!"}},{"$error":"#DIV/0!"},{"$error":"#DIV/0!"},{"$error":"#DIV/0!"},{"$error":"#DIV/0!"},{"$error":"#DIV/0!"},{"$error":"#DIV/0!"},{"$error":"#DIV/0!"},{"$error":"#DIV/0!"},{"$error":"#DIV/0!"},{"$error":"#DIV/0!"},{"$error":"#DIV/0!"},{"$error":"#DIV/0!"},{"$error":"#DIV/0!"},{"$error":"#DIV/0!"},{"$error":"#DIV/0!"},{"$error":"#DIV/0!"},{"$error":"#DIV/0!"},{"$error":"#DIV/0!"},{"$error":"#DIV/0!"},{"$error":"#DIV/0!"},{"$error":"#DIV/0!"},{"$error":"#DIV/0!"},{"$error":"#DIV/0!"},{"$error":"#DIV/0!"},{"$error":"#DIV/0!"},{"$error":"#DIV/0!"},{"$error":"#DIV/0!"},{"$error":"#DIV/0!"},{"$error":"#DIV/0!"},{"$error":"#DIV/0!"},{"$error":"#DIV/0!"},{"$error":"#DIV/0!"},{"$error":"#DIV/0!"},{"$error":"#DIV/0!"},{"$error":"#DIV/0!"},{"$error":"#DIV/0!"},{"$error":"#DIV/0!"},{"$error":"#DIV/0!"},{"$error":"#DIV/0!"},{"$error":"#DIV/0!"},{"$error":"#DIV/0!"},{"$error":"#DIV/0!"},{"$error":"#DIV/0!"},{"$error":"#DIV/0!"},{"$error":"#DIV/0!"},{"$error":"#DIV/0!"},{"$error":"#DIV/0!"},{"$error":"#DIV/0!"},{"$error":"#DIV/0!"},{"$error":"#DIV/0!"},{"$error":"#DIV/0!"},{"$error":"#DIV/0!"},{"$error":"#DIV/0!"},{"$error":"#DIV/0!"},{"$error":"#DIV/0!"},{"$error":"#DIV/0!"},{"$error":"#DIV/0!"},{"$error":"#DIV/0!"},{"$error":"#DIV/0!"},{"$error":"#DIV/0!"},{"$error":"#DIV/0!"},{"$error":"#DIV/0!"},{"$error":"#DIV/0!"},{"$f":" XAN532","v":{"$error":"#DIV/0!"}},{"$error":"#DIV/0!"},{"$error":"#DIV/0!"},{"$error":"#DIV/0!"},{"$error":"#DIV/0!"},{"$error":"#DIV/0!"},{"$error":"#DIV/0!"},{"$error":"#DIV/0!"},{"$error":"#DIV/0!"},{"$error":"#DIV/0!"},{"$error":"#DIV/0!"},{"$error":"#DIV/0!"},{"$error":"#DIV/0!"},{"$error":"#DIV/0!"},{"$error":"#DIV/0!"},{"$error":"#DIV/0!"},{"$error":"#DIV/0!"},{"$error":"#DIV/0!"},{"$error":"#DIV/0!"},{"$error":"#DIV/0!"},{"$error":"#DIV/0!"},{"$error":"#DIV/0!"},{"$error":"#DIV/0!"},{"$error":"#DIV/0!"},{"$error":"#DIV/0!"},{"$error":"#DIV/0!"},{"$error":"#DIV/0!"},{"$error":"#DIV/0!"},{"$error":"#DIV/0!"},{"$error":"#DIV/0!"},{"$error":"#DIV/0!"},{"$error":"#DIV/0!"},{"$error":"#DIV/0!"},{"$error":"#DIV/0!"},{"$error":"#DIV/0!"},{"$error":"#DIV/0!"},{"$error":"#DIV/0!"},{"$error":"#DIV/0!"},{"$error":"#DIV/0!"},{"$error":"#DIV/0!"},{"$error":"#DIV/0!"},{"$error":"#DIV/0!"},{"$error":"#DIV/0!"},{"$error":"#DIV/0!"},{"$error":"#DIV/0!"},{"$error":"#DIV/0!"},{"$error":"#DIV/0!"},{"$error":"#DIV/0!"},{"$error":"#DIV/0!"},{"$error":"#DIV/0!"},{"$error":"#DIV/0!"},{"$error":"#DIV/0!"},{"$error":"#DIV/0!"},{"$error":"#DIV/0!"},{"$error":"#DIV/0!"},{"$error":"#DIV/0!"},{"$error":"#DIV/0!"},{"$error":"#DIV/0!"},{"$error":"#DIV/0!"},{"$error":"#DIV/0!"},{"$error":"#DIV/0!"},{"$error":"#DIV/0!"},{"$error":"#DIV/0!"},{"$error":"#DIV/0!"},{"$f":" XCZ532","v":{"$error":"#DIV/0!"}},{"$error":"#DIV/0!"},{"$error":"#DIV/0!"},{"$error":"#DIV/0!"},{"$error":"#DIV/0!"},{"$error":"#DIV/0!"},{"$error":"#DIV/0!"},{"$error":"#DIV/0!"},{"$error":"#DIV/0!"},{"$error":"#DIV/0!"},{"$error":"#DIV/0!"},{"$error":"#DIV/0!"},{"$error":"#DIV/0!"},{"$error":"#DIV/0!"},{"$error":"#DIV/0!"},{"$error":"#DIV/0!"},{"$error":"#DIV/0!"},{"$error":"#DIV/0!"},{"$error":"#DIV/0!"},{"$error":"#DIV/0!"},{"$error":"#DIV/0!"},{"$error":"#DIV/0!"},{"$error":"#DIV/0!"},{"$error":"#DIV/0!"},{"$error":"#DIV/0!"},{"$error":"#DIV/0!"},{"$error":"#DIV/0!"},{"$error":"#DIV/0!"},{"$error":"#DIV/0!"},{"$error":"#DIV/0!"},{"$error":"#DIV/0!"},{"$error":"#DIV/0!"},{"$error":"#DIV/0!"},{"$error":"#DIV/0!"},{"$error":"#DIV/0!"},{"$error":"#DIV/0!"},{"$error":"#DIV/0!"},{"$error":"#DIV/0!"},{"$error":"#DIV/0!"},{"$error":"#DIV/0!"},{"$error":"#DIV/0!"},{"$error":"#DIV/0!"},{"$error":"#DIV/0!"},{"$error":"#DIV/0!"},{"$error":"#DIV/0!"},{"$error":"#DIV/0!"},{"$error":"#DIV/0!"},{"$error":"#DIV/0!"},{"$error":"#DIV/0!"},{"$error":"#DIV/0!"},{"$error":"#DIV/0!"},{"$error":"#DIV/0!"},{"$error":"#DIV/0!"},{"$error":"#DIV/0!"},{"$error":"#DIV/0!"}]
[null,"Additions",null,null,null,null,null,null,{"$f":" I$499","v":{"$error":"#DIV/0!"}},{"$f":" J$499","v":{"$error":"#DIV/0!"}},{"$error":"#DIV/0!"},{"$error":"#DIV/0!"},{"$error":"#DIV/0!"},{"$error":"#DIV/0!"},{"$error":"#DIV/0!"},{"$error":"#DIV/0!"},{"$error":"#DIV/0!"},{"$error":"#DIV/0!"},{"$error":"#DIV/0!"},{"$error":"#DIV/0!"},{"$error":"#DIV/0!"},{"$error":"#DIV/0!"},{"$error":"#DIV/0!"},{"$error":"#DIV/0!"},{"$error":"#DIV/0!"},{"$error":"#DIV/0!"},{"$error":"#DIV/0!"},{"$error":"#DIV/0!"},{"$error":"#DIV/0!"},0,0,0,0,0,0,0,0,0,0,0,0,0,0,0,0,0,0,0,0,0,0,0,0,0,0,0,0,0,0,0,0,0,0,0,0,0,0,0,0,0,0,0,0,{"$f":" BV$499","v":0},0,0,0,0,0,0,0,0,0,0,0,0,0,0,0,0,0,0,0,0,0,0,0,0,0,0,0,0,0,0,0,0,0,0,0,0,0,0,0,0,0,0,0,0,0,0,0,0,0,0,0,0,0,0,0,0,0,0,0,0,0,0,0,{"$f":" EH$499","v":0},0,0,0,0,0,0,0,0,0,0,0,0,0,0,0,0,0,0,0,0,0,0,0,0,0,0,0,0,0,0,0,0,0,0,0,0,0,0,0,0,0,0,0,0,0,0,0,0,0,0,0,0,0,0,0,0,0,0,0,0,0,0,0,{"$f":" GT$499","v":0},0,0,0,0,0,0,0,0,0,0,0,0,0,0,0,0,0,0,0,0,0,0,0,0,0,0,0,0,0,0,0,0,0,0,0,0,0,0,0,0,0,0,0,0,0,0,0,0,0,0,0,0,0,0,0,0,0,0,0,0,0,0,0,{"$f":" JF$499","v":0},0,0,0,0,0,0,0,0,0,0,0,0,0,0,0,0,0,0,0,0,0,0,0,0,0,0,0,0,0,0,0,0,0,0,0,0,0,0,0,0,0,0,0,0,0,0,0,0,0,0,0,0,0,0,0,0,0,0,0,0,0,0,0,{"$f":" LR$499","v":0},0,0,0,0,0,0,0,0,0,0,0,0,0,0,0,0,0,0,0,0,0,0,0,0,0,0,0,0,0,0,0,0,0,0,0,0,0,0,0,0,0,0,0,0,0,0,0,0,0,0,0,0,0,0,0,0,0,0,0,0,0,0,0,{"$f":" OD$499","v":0},0,0,0,0,0,0,0,0,0,0,0,0,0,0,0,0,0,0,0,0,0,0,0,0,0,0,0,0,0,0,0,0,0,0,0,0,0,0,0,0,0,0,0,0,0,0,0,0,0,0,0,0,0,0,0,0,0,0,0,0,0,0,0,{"$f":" QP$499","v":0},0,0,0,0,0,0,0,0,0,0,0,0,0,0,0,0,0,0,0,0,0,0,0,0,0,0,0,0,0,0,0,0,0,0,0,0,0,0,0,0,0,0,0,0,0,0,0,0,0,0,0,0,0,0,0,0,0,0,0,0,0,0,0,{"$f":" TB$499","v":0},0,0,0,0,0,0,0,0,0,0,0,0,0,0,0,0,0,0,0,0,0,0,0,0,0,0,0,0,0,0,0,0,0,0,0,0,0,0,0,0,0,0,0,0,0,0,0,0,0,0,0,0,0,0,0,0,0,0,0,0,0,0,0,{"$f":" VN$499","v":0},0,0,0,0,0,0,0,0,0,0,0,0,0,0,0,0,0,0,0,0,0,0,0,0,0,0,0,0,0,0,0,0,0,0,0,0,0,0,0,0,0,0,0,0,0,0,0,0,0,0,0,0,0,0,0,0,0,0,0,0,0,0,0,{"$f":" XZ$499","v":0},0,0,0,0,0,0,0,0,0,0,0,0,0,0,0,0,0,0,0,0,0,0,0,0,0,0,0,0,0,0,0,0,0,0,0,0,0,0,0,0,0,0,0,0,0,0,0,0,0,0,0,0,0,0,0,0,0,0,0,0,0,0,0,{"$f":" AAL$499","v":0},0,0,0,0,0,0,0,0,0,0,0,0,0,0,0,0,0,0,0,0,0,0,0,0,0,0,0,0,0,0,0,0,0,0,0,0,0,0,0,0,0,0,0,0,0,0,0,0,0,0,0,0,0,0,0,0,0,0,0,0,0,0,0,{"$f":" ACX$499","v":0},0,0,0,0,0,0,0,0,0,0,0,0,0,0,0,0,0,0,0,0,0,0,0,0,0,0,0,0,0,0,0,0,0,0,0,0,0,0,0,0,0,0,0,0,0,0,0,0,0,0,0,0,0,0,0,0,0,0,0,0,0,0,0,{"$f":" AFJ$499","v":0},0,0,0,0,0,0,0,0,0,0,0,0,0,0,0,0,0,0,0,0,0,0,0,0,0,0,0,0,0,0,0,0,0,0,0,0,0,0,0,0,0,0,0,0,0,0,0,0,0,0,0,0,0,0,0,0,0,0,0,0,0,0,0,{"$f":" AHV$499","v":0},0,0,0,0,0,0,0,0,0,0,0,0,0,0,0,0,0,0,0,0,0,0,0,0,0,0,0,0,0,0,0,0,0,0,0,0,0,0,0,0,0,0,0,0,0,0,0,0,0,0,0,0,0,0,0,0,0,0,0,0,0,0,0,{"$f":" AKH$499","v":0},0,0,0,0,0,0,0,0,0,0,0,0,0,0,0,0,0,0,0,0,0,0,0,0,0,0,0,0,0,0,0,0,0,0,0,0,0,0,0,0,0,0,0,0,0,0,0,0,0,0,0,0,0,0,0,0,0,0,0,0,0,0,0,{"$f":" AMT$499","v":0},0,0,0,0,0,0,0,0,0,0,0,0,0,0,0,0,0,0,0,0,0,0,0,0,0,0,0,0,0,0,0,0,0,0,0,0,0,0,0,0,0,0,0,0,0,0,0,0,0,0,0,0,0,0,0,0,0,0,0,0,0,0,0,{"$f":" APF$499","v":0},0,0,0,0,0,0,0,0,0,0,0,0,0,0,0,0,0,0,0,0,0,0,0,0,0,0,0,0,0,0,0,0,0,0,0,0,0,0,0,0,0,0,0,0,0,0,0,0,0,0,0,0,0,0,0,0,0,0,0,0,0,0,0,{"$f":" ARR$499","v":0},0,0,0,0,0,0,0,0,0,0,0,0,0,0,0,0,0,0,0,0,0,0,0,0,0,0,0,0,0,0,0,0,0,0,0,0,0,0,0,0,0,0,0,0,0,0,0,0,0,0,0,0,0,0,0,0,0,0,0,0,0,0,0,{"$f":" AUD$499","v":0},0,0,0,0,0,0,0,0,0,0,0,0,0,0,0,0,0,0,0,0,0,0,0,0,0,0,0,0,0,0,0,0,0,0,0,0,0,0,0,0,0,0,0,0,0,0,0,0,0,0,0,0,0,0,0,0,0,0,0,0,0,0,0,{"$f":" AWP$499","v":0},0,0,0,0,0,0,0,0,0,0,0,0,0,0,0,0,0,0,0,0,0,0,0,0,0,0,0,0,0,0,0,0,0,0,0,0,0,0,0,0,0,0,0,0,0,0,0,0,0,0,0,0,0,0,0,0,0,0,0,0,0,0,0,{"$f":" AZB$499","v":0},0,0,0,0,0,0,0,0,0,0,0,0,0,0,0,0,0,0,0,0,0,0,0,0,0,0,0,0,0,0,0,0,0,0,0,0,0,0,0,0,0,0,0,0,0,0,0,0,0,0,0,0,0,0,0,0,0,0,0,0,0,0,0,{"$f":" BBN$499","v":0},0,0,0,0,0,0,0,0,0,0,0,0,0,0,0,0,0,0,0,0,0,0,0,0,0,0,0,0,0,0,0,0,0,0,0,0,0,0,0,0,0,0,0,0,0,0,0,0,0,0,0,0,0,0,0,0,0,0,0,0,0,0,0,{"$f":" BDZ$499","v":0},0,0,0,0,0,0,0,0,0,0,0,0,0,0,0,0,0,0,0,0,0,0,0,0,0,0,0,0,0,0,0,0,0,0,0,0,0,0,0,0,0,0,0,0,0,0,0,0,0,0,0,0,0,0,0,0,0,0,0,0,0,0,0,{"$f":" BGL$499","v":0},0,0,0,0,0,0,0,0,0,0,0,0,0,0,0,0,0,0,0,0,0,0,0,0,0,0,0,0,0,0,0,0,0,0,0,0,0,0,0,0,0,0,0,0,0,0,0,0,0,0,0,0,0,0,0,0,0,0,0,0,0,0,0,{"$f":" BIX$499","v":0},0,0,0,0,0,0,0,0,0,0,0,0,0,0,0,0,0,0,0,0,0,0,0,0,0,0,0,0,0,0,0,0,0,0,0,0,0,0,0,0,0,0,0,0,0,0,0,0,0,0,0,0,0,0,0,0,0,0,0,0,0,0,0,{"$f":" BLJ$499","v":0},0,0,0,0,0,0,0,0,0,0,0,0,0,0,0,0,0,0,0,0,0,0,0,0,0,0,0,0,0,0,0,0,0,0,0,0,0,0,0,0,0,0,0,0,0,0,0,0,0,0,0,0,0,0,0,0,0,0,0,0,0,0,0,{"$f":" BNV$499","v":0},0,0,0,0,0,0,0,0,0,0,0,0,0,0,0,0,0,0,0,0,0,0,0,0,0,0,0,0,0,0,0,0,0,0,0,0,0,0,0,0,0,0,0,0,0,0,0,0,0,0,0,0,0,0,0,0,0,0,0,0,0,0,0,{"$f":" BQH$499","v":0},0,0,0,0,0,0,0,0,0,0,0,0,0,0,0,0,0,0,0,0,0,0,0,0,0,0,0,0,0,0,0,0,0,0,0,0,0,0,0,0,0,0,0,0,0,0,0,0,0,0,0,0,0,0,0,0,0,0,0,0,0,0,0,{"$f":" BST$499","v":0},0,0,0,0,0,0,0,0,0,0,0,0,0,0,0,0,0,0,0,0,0,0,0,0,0,0,0,0,0,0,0,0,0,0,0,0,0,0,0,0,0,0,0,0,0,0,0,0,0,0,0,0,0,0,0,0,0,0,0,0,0,0,0,{"$f":" BVF$499","v":0},0,0,0,0,0,0,0,0,0,0,0,0,0,0,0,0,0,0,0,0,0,0,0,0,0,0,0,0,0,0,0,0,0,0,0,0,0,0,0,0,0,0,0,0,0,0,0,0,0,0,0,0,0,0,0,0,0,0,0,0,0,0,0,{"$f":" BXR$499","v":0},0,0,0,0,0,0,0,0,0,0,0,0,0,0,0,0,0,0,0,0,0,0,0,0,0,0,0,0,0,0,0,0,0,0,0,0,0,0,0,0,0,0,0,0,0,0,0,0,0,0,0,0,0,0,0,0,0,0,0,0,0,0,0,{"$f":" CAD$499","v":0},0,0,0,0,0,0,0,0,0,0,0,0,0,0,0,0,0,0,0,0,0,0,0,0,0,0,0,0,0,0,0,0,0,0,0,0,0,0,0,0,0,0,0,0,0,0,0,0,0,0,0,0,0,0,0,0,0,0,0,0,0,0,0,{"$f":" CCP$499","v":0},0,0,0,0,0,0,0,0,0,0,0,0,0,0,0,0,0,0,0,0,0,0,0,0,0,0,0,0,0,0,0,0,0,0,0,0,0,0,0,0,0,0,0,0,0,0,0,0,0,0,0,0,0,0,0,0,0,0,0,0,0,0,0,{"$f":" CFB$499","v":0},0,0,0,0,0,0,0,0,0,0,0,0,0,0,0,0,0,0,0,0,0,0,0,0,0,0,0,0,0,0,0,0,0,0,0,0,0,0,0,0,0,0,0,0,0,0,0,0,0,0,0,0,0,0,0,0,0,0,0,0,0,0,0,{"$f":" CHN$499","v":0},0,0,0,0,0,0,0,0,0,0,0,0,0,0,0,0,0,0,0,0,0,0,0,0,0,0,0,0,0,0,0,0,0,0,0,0,0,0,0,0,0,0,0,0,0,0,0,0,0,0,0,0,0,0,0,0,0,0,0,0,0,0,0,{"$f":" CJZ$499","v":0},0,0,0,0,0,0,0,0,0,0,0,0,0,0,0,0,0,0,0,0,0,0,0,0,0,0,0,0,0,0,0,0,0,0,0,0,0,0,0,0,0,0,0,0,0,0,0,0,0,0,0,0,0,0,0,0,0,0,0,0,0,0,0,{"$f":" CML$499","v":0},0,0,0,0,0,0,0,0,0,0,0,0,0,0,0,0,0,0,0,0,0,0,0,0,0,0,0,0,0,0,0,0,0,0,0,0,0,0,0,0,0,0,0,0,0,0,0,0,0,0,0,0,0,0,0,0,0,0,0,0,0,0,0,{"$f":" COX$499","v":0},0,0,0,0,0,0,0,0,0,0,0,0,0,0,0,0,0,0,0,0,0,0,0,0,0,0,0,0,0,0,0,0,0,0,0,0,0,0,0,0,0,0,0,0,0,0,0,0,0,0,0,0,0,0,0,0,0,0,0,0,0,0,0,{"$f":" CRJ$499","v":0},0,0,0,0,0,0,0,0,0,0,0,0,0,0,0,0,0,0,0,0,0,0,0,0,0,0,0,0,0,0,0,0,0,0,0,0,0,0,0,0,0,0,0,0,0,0,0,0,0,0,0,0,0,0,0,0,0,0,0,0,0,0,0,{"$f":" CTV$499","v":0},0,0,0,0,0,0,0,0,0,0,0,0,0,0,0,0,0,0,0,0,0,0,0,0,0,0,0,0,0,0,0,0,0,0,0,0,0,0,0,0,0,0,0,0,0,0,0,0,0,0,0,0,0,0,0,0,0,0,0,0,0,0,0,{"$f":" CWH$499","v":0},0,0,0,0,0,0,0,0,0,0,0,0,0,0,0,0,0,0,0,0,0,0,0,0,0,0,0,0,0,0,0,0,0,0,0,0,0,0,0,0,0,0,0,0,0,0,0,0,0,0,0,0,0,0,0,0,0,0,0,0,0,0,0,{"$f":" CYT$499","v":0},0,0,0,0,0,0,0,0,0,0,0,0,0,0,0,0,0,0,0,0,0,0,0,0,0,0,0,0,0,0,0,0,0,0,0,0,0,0,0,0,0,0,0,0,0,0,0,0,0,0,0,0,0,0,0,0,0,0,0,0,0,0,0,{"$f":" DBF$499","v":0},0,0,0,0,0,0,0,0,0,0,0,0,0,0,0,0,0,0,0,0,0,0,0,0,0,0,0,0,0,0,0,0,0,0,0,0,0,0,0,0,0,0,0,0,0,0,0,0,0,0,0,0,0,0,0,0,0,0,0,0,0,0,0,{"$f":" DDR$499","v":0},0,0,0,0,0,0,0,0,0,0,0,0,0,0,0,0,0,0,0,0,0,0,0,0,0,0,0,0,0,0,0,0,0,0,0,0,0,0,0,0,0,0,0,0,0,0,0,0,0,0,0,0,0,0,0,0,0,0,0,0,0,0,0,{"$f":" DGD$499","v":0},0,0,0,0,0,0,0,0,0,0,0,0,0,0,0,0,0,0,0,0,0,0,0,0,0,0,0,0,0,0,0,0,0,0,0,0,0,0,0,0,0,0,0,0,0,0,0,0,0,0,0,0,0,0,0,0,0,0,0,0,0,0,0,{"$f":" DIP$499","v":0},0,0,0,0,0,0,0,0,0,0,0,0,0,0,0,0,0,0,0,0,0,0,0,0,0,0,0,0,0,0,0,0,0,0,0,0,0,0,0,0,0,0,0,0,0,0,0,0,0,0,0,0,0,0,0,0,0,0,0,0,0,0,0,{"$f":" DLB$499","v":0},0,0,0,0,0,0,0,0,0,0,0,0,0,0,0,0,0,0,0,0,0,0,0,0,0,0,0,0,0,0,0,0,0,0,0,0,0,0,0,0,0,0,0,0,0,0,0,0,0,0,0,0,0,0,0,0,0,0,0,0,0,0,0,{"$f":" DNN$499","v":0},0,0,0,0,0,0,0,0,0,0,0,0,0,0,0,0,0,0,0,0,0,0,0,0,0,0,0,0,0,0,0,0,0,0,0,0,0,0,0,0,0,0,0,0,0,0,0,0,0,0,0,0,0,0,0,0,0,0,0,0,0,0,0,{"$f":" DPZ$499","v":0},0,0,0,0,0,0,0,0,0,0,0,0,0,0,0,0,0,0,0,0,0,0,0,0,0,0,0,0,0,0,0,0,0,0,0,0,0,0,0,0,0,0,0,0,0,0,0,0,0,0,0,0,0,0,0,0,0,0,0,0,0,0,0,{"$f":" DSL$499","v":0},0,0,0,0,0,0,0,0,0,0,0,0,0,0,0,0,0,0,0,0,0,0,0,0,0,0,0,0,0,0,0,0,0,0,0,0,0,0,0,0,0,0,0,0,0,0,0,0,0,0,0,0,0,0,0,0,0,0,0,0,0,0,0,{"$f":" DUX$499","v":0},0,0,0,0,0,0,0,0,0,0,0,0,0,0,0,0,0,0,0,0,0,0,0,0,0,0,0,0,0,0,0,0,0,0,0,0,0,0,0,0,0,0,0,0,0,0,0,0,0,0,0,0,0,0,0,0,0,0,0,0,0,0,0,{"$f":" DXJ$499","v":0},0,0,0,0,0,0,0,0,0,0,0,0,0,0,0,0,0,0,0,0,0,0,0,0,0,0,0,0,0,0,0,0,0,0,0,0,0,0,0,0,0,0,0,0,0,0,0,0,0,0,0,0,0,0,0,0,0,0,0,0,0,0,0,{"$f":" DZV$499","v":0},0,0,0,0,0,0,0,0,0,0,0,0,0,0,0,0,0,0,0,0,0,0,0,0,0,0,0,0,0,0,0,0,0,0,0,0,0,0,0,0,0,0,0,0,0,0,0,0,0,0,0,0,0,0,0,0,0,0,0,0,0,0,0,{"$f":" ECH$499","v":0},0,0,0,0,0,0,0,0,0,0,0,0,0,0,0,0,0,0,0,0,0,0,0,0,0,0,0,0,0,0,0,0,0,0,0,0,0,0,0,0,0,0,0,0,0,0,0,0,0,0,0,0,0,0,0,0,0,0,0,0,0,0,0,{"$f":" EET$499","v":0},0,0,0,0,0,0,0,0,0,0,0,0,0,0,0,0,0,0,0,0,0,0,0,0,0,0,0,0,0,0,0,0,0,0,0,0,0,0,0,0,0,0,0,0,0,0,0,0,0,0,0,0,0,0,0,0,0,0,0,0,0,0,0,{"$f":" EHF$499","v":0},0,0,0,0,0,0,0,0,0,0,0,0,0,0,0,0,0,0,0,0,0,0,0,0,0,0,0,0,0,0,0,0,0,0,0,0,0,0,0,0,0,0,0,0,0,0,0,0,0,0,0,0,0,0,0,0,0,0,0,0,0,0,0,{"$f":" EJR$499","v":0},0,0,0,0,0,0,0,0,0,0,0,0,0,0,0,0,0,0,0,0,0,0,0,0,0,0,0,0,0,0,0,0,0,0,0,0,0,0,0,0,0,0,0,0,0,0,0,0,0,0,0,0,0,0,0,0,0,0,0,0,0,0,0,{"$f":" EMD$499","v":0},0,0,0,0,0,0,0,0,0,0,0,0,0,0,0,0,0,0,0,0,0,0,0,0,0,0,0,0,0,0,0,0,0,0,0,0,0,0,0,0,0,0,0,0,0,0,0,0,0,0,0,0,0,0,0,0,0,0,0,0,0,0,0,{"$f":" EOP$499","v":0},0,0,0,0,0,0,0,0,0,0,0,0,0,0,0,0,0,0,0,0,0,0,0,0,0,0,0,0,0,0,0,0,0,0,0,0,0,0,0,0,0,0,0,0,0,0,0,0,0,0,0,0,0,0,0,0,0,0,0,0,0,0,0,{"$f":" ERB$499","v":0},0,0,0,0,0,0,0,0,0,0,0,0,0,0,0,0,0,0,0,0,0,0,0,0,0,0,0,0,0,0,0,0,0,0,0,0,0,0,0,0,0,0,0,0,0,0,0,0,0,0,0,0,0,0,0,0,0,0,0,0,0,0,0,{"$f":" ETN$499","v":0},0,0,0,0,0,0,0,0,0,0,0,0,0,0,0,0,0,0,0,0,0,0,0,0,0,0,0,0,0,0,0,0,0,0,0,0,0,0,0,0,0,0,0,0,0,0,0,0,0,0,0,0,0,0,0,0,0,0,0,0,0,0,0,{"$f":" EVZ$499","v":0},0,0,0,0,0,0,0,0,0,0,0,0,0,0,0,0,0,0,0,0,0,0,0,0,0,0,0,0,0,0,0,0,0,0,0,0,0,0,0,0,0,0,0,0,0,0,0,0,0,0,0,0,0,0,0,0,0,0,0,0,0,0,0,{"$f":" EYL$499","v":0},0,0,0,0,0,0,0,0,0,0,0,0,0,0,0,0,0,0,0,0,0,0,0,0,0,0,0,0,0,0,0,0,0,0,0,0,0,0,0,0,0,0,0,0,0,0,0,0,0,0,0,0,0,0,0,0,0,0,0,0,0,0,0,{"$f":" FAX$499","v":0},0,0,0,0,0,0,0,0,0,0,0,0,0,0,0,0,0,0,0,0,0,0,0,0,0,0,0,0,0,0,0,0,0,0,0,0,0,0,0,0,0,0,0,0,0,0,0,0,0,0,0,0,0,0,0,0,0,0,0,0,0,0,0,{"$f":" FDJ$499","v":0},0,0,0,0,0,0,0,0,0,0,0,0,0,0,0,0,0,0,0,0,0,0,0,0,0,0,0,0,0,0,0,0,0,0,0,0,0,0,0,0,0,0,0,0,0,0,0,0,0,0,0,0,0,0,0,0,0,0,0,0,0,0,0,{"$f":" FFV$499","v":0},0,0,0,0,0,0,0,0,0,0,0,0,0,0,0,0,0,0,0,0,0,0,0,0,0,0,0,0,0,0,0,0,0,0,0,0,0,0,0,0,0,0,0,0,0,0,0,0,0,0,0,0,0,0,0,0,0,0,0,0,0,0,0,{"$f":" FIH$499","v":0},0,0,0,0,0,0,0,0,0,0,0,0,0,0,0,0,0,0,0,0,0,0,0,0,0,0,0,0,0,0,0,0,0,0,0,0,0,0,0,0,0,0,0,0,0,0,0,0,0,0,0,0,0,0,0,0,0,0,0,0,0,0,0,{"$f":" FKT$499","v":0},0,0,0,0,0,0,0,0,0,0,0,0,0,0,0,0,0,0,0,0,0,0,0,0,0,0,0,0,0,0,0,0,0,0,0,0,0,0,0,0,0,0,0,0,0,0,0,0,0,0,0,0,0,0,0,0,0,0,0,0,0,0,0,{"$f":" FNF$499","v":0},0,0,0,0,0,0,0,0,0,0,0,0,0,0,0,0,0,0,0,0,0,0,0,0,0,0,0,0,0,0,0,0,0,0,0,0,0,0,0,0,0,0,0,0,0,0,0,0,0,0,0,0,0,0,0,0,0,0,0,0,0,0,0,{"$f":" FPR$499","v":0},0,0,0,0,0,0,0,0,0,0,0,0,0,0,0,0,0,0,0,0,0,0,0,0,0,0,0,0,0,0,0,0,0,0,0,0,0,0,0,0,0,0,0,0,0,0,0,0,0,0,0,0,0,0,0,0,0,0,0,0,0,0,0,{"$f":" FSD$499","v":0},0,0,0,0,0,0,0,0,0,0,0,0,0,0,0,0,0,0,0,0,0,0,0,0,0,0,0,0,0,0,0,0,0,0,0,0,0,0,0,0,0,0,0,0,0,0,0,0,0,0,0,0,0,0,0,0,0,0,0,0,0,0,0,{"$f":" FUP$499","v":0},0,0,0,0,0,0,0,0,0,0,0,0,0,0,0,0,0,0,0,0,0,0,0,0,0,0,0,0,0,0,0,0,0,0,0,0,0,0,0,0,0,0,0,0,0,0,0,0,0,0,0,0,0,0,0,0,0,0,0,0,0,0,0,{"$f":" FXB$499","v":0},0,0,0,0,0,0,0,0,0,0,0,0,0,0,0,0,0,0,0,0,0,0,0,0,0,0,0,0,0,0,0,0,0,0,0,0,0,0,0,0,0,0,0,0,0,0,0,0,0,0,0,0,0,0,0,0,0,0,0,0,0,0,0,{"$f":" FZN$499","v":0},0,0,0,0,0,0,0,0,0,0,0,0,0,0,0,0,0,0,0,0,0,0,0,0,0,0,0,0,0,0,0,0,0,0,0,0,0,0,0,0,0,0,0,0,0,0,0,0,0,0,0,0,0,0,0,0,0,0,0,0,0,0,0,{"$f":" GBZ$499","v":0},0,0,0,0,0,0,0,0,0,0,0,0,0,0,0,0,0,0,0,0,0,0,0,0,0,0,0,0,0,0,0,0,0,0,0,0,0,0,0,0,0,0,0,0,0,0,0,0,0,0,0,0,0,0,0,0,0,0,0,0,0,0,0,{"$f":" GEL$499","v":0},0,0,0,0,0,0,0,0,0,0,0,0,0,0,0,0,0,0,0,0,0,0,0,0,0,0,0,0,0,0,0,0,0,0,0,0,0,0,0,0,0,0,0,0,0,0,0,0,0,0,0,0,0,0,0,0,0,0,0,0,0,0,0,{"$f":" GGX$499","v":0},0,0,0,0,0,0,0,0,0,0,0,0,0,0,0,0,0,0,0,0,0,0,0,0,0,0,0,0,0,0,0,0,0,0,0,0,0,0,0,0,0,0,0,0,0,0,0,0,0,0,0,0,0,0,0,0,0,0,0,0,0,0,0,{"$f":" GJJ$499","v":0},0,0,0,0,0,0,0,0,0,0,0,0,0,0,0,0,0,0,0,0,0,0,0,0,0,0,0,0,0,0,0,0,0,0,0,0,0,0,0,0,0,0,0,0,0,0,0,0,0,0,0,0,0,0,0,0,0,0,0,0,0,0,0,{"$f":" GLV$499","v":0},0,0,0,0,0,0,0,0,0,0,0,0,0,0,0,0,0,0,0,0,0,0,0,0,0,0,0,0,0,0,0,0,0,0,0,0,0,0,0,0,0,0,0,0,0,0,0,0,0,0,0,0,0,0,0,0,0,0,0,0,0,0,0,{"$f":" GOH$499","v":0},0,0,0,0,0,0,0,0,0,0,0,0,0,0,0,0,0,0,0,0,0,0,0,0,0,0,0,0,0,0,0,0,0,0,0,0,0,0,0,0,0,0,0,0,0,0,0,0,0,0,0,0,0,0,0,0,0,0,0,0,0,0,0,{"$f":" GQT$499","v":0},0,0,0,0,0,0,0,0,0,0,0,0,0,0,0,0,0,0,0,0,0,0,0,0,0,0,0,0,0,0,0,0,0,0,0,0,0,0,0,0,0,0,0,0,0,0,0,0,0,0,0,0,0,0,0,0,0,0,0,0,0,0,0,{"$f":" GTF$499","v":0},0,0,0,0,0,0,0,0,0,0,0,0,0,0,0,0,0,0,0,0,0,0,0,0,0,0,0,0,0,0,0,0,0,0,0,0,0,0,0,0,0,0,0,0,0,0,0,0,0,0,0,0,0,0,0,0,0,0,0,0,0,0,0,{"$f":" GVR$499","v":0},0,0,0,0,0,0,0,0,0,0,0,0,0,0,0,0,0,0,0,0,0,0,0,0,0,0,0,0,0,0,0,0,0,0,0,0,0,0,0,0,0,0,0,0,0,0,0,0,0,0,0,0,0,0,0,0,0,0,0,0,0,0,0,{"$f":" GYD$499","v":0},0,0,0,0,0,0,0,0,0,0,0,0,0,0,0,0,0,0,0,0,0,0,0,0,0,0,0,0,0,0,0,0,0,0,0,0,0,0,0,0,0,0,0,0,0,0,0,0,0,0,0,0,0,0,0,0,0,0,0,0,0,0,0,{"$f":" HAP$499","v":0},0,0,0,0,0,0,0,0,0,0,0,0,0,0,0,0,0,0,0,0,0,0,0,0,0,0,0,0,0,0,0,0,0,0,0,0,0,0,0,0,0,0,0,0,0,0,0,0,0,0,0,0,0,0,0,0,0,0,0,0,0,0,0,{"$f":" HDB$499","v":0},0,0,0,0,0,0,0,0,0,0,0,0,0,0,0,0,0,0,0,0,0,0,0,0,0,0,0,0,0,0,0,0,0,0,0,0,0,0,0,0,0,0,0,0,0,0,0,0,0,0,0,0,0,0,0,0,0,0,0,0,0,0,0,{"$f":" HFN$499","v":0},0,0,0,0,0,0,0,0,0,0,0,0,0,0,0,0,0,0,0,0,0,0,0,0,0,0,0,0,0,0,0,0,0,0,0,0,0,0,0,0,0,0,0,0,0,0,0,0,0,0,0,0,0,0,0,0,0,0,0,0,0,0,0,{"$f":" HHZ$499","v":0},0,0,0,0,0,0,0,0,0,0,0,0,0,0,0,0,0,0,0,0,0,0,0,0,0,0,0,0,0,0,0,0,0,0,0,0,0,0,0,0,0,0,0,0,0,0,0,0,0,0,0,0,0,0,0,0,0,0,0,0,0,0,0,{"$f":" HKL$499","v":0},0,0,0,0,0,0,0,0,0,0,0,0,0,0,0,0,0,0,0,0,0,0,0,0,0,0,0,0,0,0,0,0,0,0,0,0,0,0,0,0,0,0,0,0,0,0,0,0,0,0,0,0,0,0,0,0,0,0,0,0,0,0,0,{"$f":" HMX$499","v":0},0,0,0,0,0,0,0,0,0,0,0,0,0,0,0,0,0,0,0,0,0,0,0,0,0,0,0,0,0,0,0,0,0,0,0,0,0,0,0,0,0,0,0,0,0,0,0,0,0,0,0,0,0,0,0,0,0,0,0,0,0,0,0,{"$f":" HPJ$499","v":0},0,0,0,0,0,0,0,0,0,0,0,0,0,0,0,0,0,0,0,0,0,0,0,0,0,0,0,0,0,0,0,0,0,0,0,0,0,0,0,0,0,0,0,0,0,0,0,0,0,0,0,0,0,0,0,0,0,0,0,0,0,0,0,{"$f":" HRV$499","v":0},0,0,0,0,0,0,0,0,0,0,0,0,0,0,0,0,0,0,0,0,0,0,0,0,0,0,0,0,0,0,0,0,0,0,0,0,0,0,0,0,0,0,0,0,0,0,0,0,0,0,0,0,0,0,0,0,0,0,0,0,0,0,0,{"$f":" HUH$499","v":0},0,0,0,0,0,0,0,0,0,0,0,0,0,0,0,0,0,0,0,0,0,0,0,0,0,0,0,0,0,0,0,0,0,0,0,0,0,0,0,0,0,0,0,0,0,0,0,0,0,0,0,0,0,0,0,0,0,0,0,0,0,0,0,{"$f":" HWT$499","v":0},0,0,0,0,0,0,0,0,0,0,0,0,0,0,0,0,0,0,0,0,0,0,0,0,0,0,0,0,0,0,0,0,0,0,0,0,0,0,0,0,0,0,0,0,0,0,0,0,0,0,0,0,0,0,0,0,0,0,0,0,0,0,0,{"$f":" HZF$499","v":0},0,0,0,0,0,0,0,0,0,0,0,0,0,0,0,0,0,0,0,0,0,0,0,0,0,0,0,0,0,0,0,0,0,0,0,0,0,0,0,0,0,0,0,0,0,0,0,0,0,0,0,0,0,0,0,0,0,0,0,0,0,0,0,{"$f":" IBR$499","v":0},0,0,0,0,0,0,0,0,0,0,0,0,0,0,0,0,0,0,0,0,0,0,0,0,0,0,0,0,0,0,0,0,0,0,0,0,0,0,0,0,0,0,0,0,0,0,0,0,0,0,0,0,0,0,0,0,0,0,0,0,0,0,0,{"$f":" IED$499","v":0},0,0,0,0,0,0,0,0,0,0,0,0,0,0,0,0,0,0,0,0,0,0,0,0,0,0,0,0,0,0,0,0,0,0,0,0,0,0,0,0,0,0,0,0,0,0,0,0,0,0,0,0,0,0,0,0,0,0,0,0,0,0,0,{"$f":" IGP$499","v":0},0,0,0,0,0,0,0,0,0,0,0,0,0,0,0,0,0,0,0,0,0,0,0,0,0,0,0,0,0,0,0,0,0,0,0,0,0,0,0,0,0,0,0,0,0,0,0,0,0,0,0,0,0,0,0,0,0,0,0,0,0,0,0,{"$f":" IJB$499","v":0},0,0,0,0,0,0,0,0,0,0,0,0,0,0,0,0,0,0,0,0,0,0,0,0,0,0,0,0,0,0,0,0,0,0,0,0,0,0,0,0,0,0,0,0,0,0,0,0,0,0,0,0,0,0,0,0,0,0,0,0,0,0,0,{"$f":" ILN$499","v":0},0,0,0,0,0,0,0,0,0,0,0,0,0,0,0,0,0,0,0,0,0,0,0,0,0,0,0,0,0,0,0,0,0,0,0,0,0,0,0,0,0,0,0,0,0,0,0,0,0,0,0,0,0,0,0,0,0,0,0,0,0,0,0,{"$f":" INZ$499","v":0},0,0,0,0,0,0,0,0,0,0,0,0,0,0,0,0,0,0,0,0,0,0,0,0,0,0,0,0,0,0,0,0,0,0,0,0,0,0,0,0,0,0,0,0,0,0,0,0,0,0,0,0,0,0,0,0,0,0,0,0,0,0,0,{"$f":" IQL$499","v":0},0,0,0,0,0,0,0,0,0,0,0,0,0,0,0,0,0,0,0,0,0,0,0,0,0,0,0,0,0,0,0,0,0,0,0,0,0,0,0,0,0,0,0,0,0,0,0,0,0,0,0,0,0,0,0,0,0,0,0,0,0,0,0,{"$f":" ISX$499","v":0},0,0,0,0,0,0,0,0,0,0,0,0,0,0,0,0,0,0,0,0,0,0,0,0,0,0,0,0,0,0,0,0,0,0,0,0,0,0,0,0,0,0,0,0,0,0,0,0,0,0,0,0,0,0,0,0,0,0,0,0,0,0,0,{"$f":" IVJ$499","v":0},0,0,0,0,0,0,0,0,0,0,0,0,0,0,0,0,0,0,0,0,0,0,0,0,0,0,0,0,0,0,0,0,0,0,0,0,0,0,0,0,0,0,0,0,0,0,0,0,0,0,0,0,0,0,0,0,0,0,0,0,0,0,0,{"$f":" IXV$499","v":0},0,0,0,0,0,0,0,0,0,0,0,0,0,0,0,0,0,0,0,0,0,0,0,0,0,0,0,0,0,0,0,0,0,0,0,0,0,0,0,0,0,0,0,0,0,0,0,0,0,0,0,0,0,0,0,0,0,0,0,0,0,0,0,{"$f":" JAH$499","v":0},0,0,0,0,0,0,0,0,0,0,0,0,0,0,0,0,0,0,0,0,0,0,0,0,0,0,0,0,0,0,0,0,0,0,0,0,0,0,0,0,0,0,0,0,0,0,0,0,0,0,0,0,0,0,0,0,0,0,0,0,0,0,0,{"$f":" JCT$499","v":0},0,0,0,0,0,0,0,0,0,0,0,0,0,0,0,0,0,0,0,0,0,0,0,0,0,0,0,0,0,0,0,0,0,0,0,0,0,0,0,0,0,0,0,0,0,0,0,0,0,0,0,0,0,0,0,0,0,0,0,0,0,0,0,{"$f":" JFF$499","v":0},0,0,0,0,0,0,0,0,0,0,0,0,0,0,0,0,0,0,0,0,0,0,0,0,0,0,0,0,0,0,0,0,0,0,0,0,0,0,0,0,0,0,0,0,0,0,0,0,0,0,0,0,0,0,0,0,0,0,0,0,0,0,0,{"$f":" JHR$499","v":0},0,0,0,0,0,0,0,0,0,0,0,0,0,0,0,0,0,0,0,0,0,0,0,0,0,0,0,0,0,0,0,0,0,0,0,0,0,0,0,0,0,0,0,0,0,0,0,0,0,0,0,0,0,0,0,0,0,0,0,0,0,0,0,{"$f":" JKD$499","v":0},0,0,0,0,0,0,0,0,0,0,0,0,0,0,0,0,0,0,0,0,0,0,0,0,0,0,0,0,0,0,0,0,0,0,0,0,0,0,0,0,0,0,0,0,0,0,0,0,0,0,0,0,0,0,0,0,0,0,0,0,0,0,0,{"$f":" JMP$499","v":0},0,0,0,0,0,0,0,0,0,0,0,0,0,0,0,0,0,0,0,0,0,0,0,0,0,0,0,0,0,0,0,0,0,0,0,0,0,0,0,0,0,0,0,0,0,0,0,0,0,0,0,0,0,0,0,0,0,0,0,0,0,0,0,{"$f":" JPB$499","v":0},0,0,0,0,0,0,0,0,0,0,0,0,0,0,0,0,0,0,0,0,0,0,0,0,0,0,0,0,0,0,0,0,0,0,0,0,0,0,0,0,0,0,0,0,0,0,0,0,0,0,0,0,0,0,0,0,0,0,0,0,0,0,0,{"$f":" JRN$499","v":0},0,0,0,0,0,0,0,0,0,0,0,0,0,0,0,0,0,0,0,0,0,0,0,0,0,0,0,0,0,0,0,0,0,0,0,0,0,0,0,0,0,0,0,0,0,0,0,0,0,0,0,0,0,0,0,0,0,0,0,0,0,0,0,{"$f":" JTZ$499","v":0},0,0,0,0,0,0,0,0,0,0,0,0,0,0,0,0,0,0,0,0,0,0,0,0,0,0,0,0,0,0,0,0,0,0,0,0,0,0,0,0,0,0,0,0,0,0,0,0,0,0,0,0,0,0,0,0,0,0,0,0,0,0,0,{"$f":" JWL$499","v":0},0,0,0,0,0,0,0,0,0,0,0,0,0,0,0,0,0,0,0,0,0,0,0,0,0,0,0,0,0,0,0,0,0,0,0,0,0,0,0,0,0,0,0,0,0,0,0,0,0,0,0,0,0,0,0,0,0,0,0,0,0,0,0,{"$f":" JYX$499","v":0},0,0,0,0,0,0,0,0,0,0,0,0,0,0,0,0,0,0,0,0,0,0,0,0,0,0,0,0,0,0,0,0,0,0,0,0,0,0,0,0,0,0,0,0,0,0,0,0,0,0,0,0,0,0,0,0,0,0,0,0,0,0,0,{"$f":" KBJ$499","v":0},0,0,0,0,0,0,0,0,0,0,0,0,0,0,0,0,0,0,0,0,0,0,0,0,0,0,0,0,0,0,0,0,0,0,0,0,0,0,0,0,0,0,0,0,0,0,0,0,0,0,0,0,0,0,0,0,0,0,0,0,0,0,0,{"$f":" KDV$499","v":0},0,0,0,0,0,0,0,0,0,0,0,0,0,0,0,0,0,0,0,0,0,0,0,0,0,0,0,0,0,0,0,0,0,0,0,0,0,0,0,0,0,0,0,0,0,0,0,0,0,0,0,0,0,0,0,0,0,0,0,0,0,0,0,{"$f":" KGH$499","v":0},0,0,0,0,0,0,0,0,0,0,0,0,0,0,0,0,0,0,0,0,0,0,0,0,0,0,0,0,0,0,0,0,0,0,0,0,0,0,0,0,0,0,0,0,0,0,0,0,0,0,0,0,0,0,0,0,0,0,0,0,0,0,0,{"$f":" KIT$499","v":0},0,0,0,0,0,0,0,0,0,0,0,0,0,0,0,0,0,0,0,0,0,0,0,0,0,0,0,0,0,0,0,0,0,0,0,0,0,0,0,0,0,0,0,0,0,0,0,0,0,0,0,0,0,0,0,0,0,0,0,0,0,0,0,{"$f":" KLF$499","v":0},0,0,0,0,0,0,0,0,0,0,0,0,0,0,0,0,0,0,0,0,0,0,0,0,0,0,0,0,0,0,0,0,0,0,0,0,0,0,0,0,0,0,0,0,0,0,0,0,0,0,0,0,0,0,0,0,0,0,0,0,0,0,0,{"$f":" KNR$499","v":0},0,0,0,0,0,0,0,0,0,0,0,0,0,0,0,0,0,0,0,0,0,0,0,0,0,0,0,0,0,0,0,0,0,0,0,0,0,0,0,0,0,0,0,0,0,0,0,0,0,0,0,0,0,0,0,0,0,0,0,0,0,0,0,{"$f":" KQD$499","v":0},0,0,0,0,0,0,0,0,0,0,0,0,0,0,0,0,0,0,0,0,0,0,0,0,0,0,0,0,0,0,0,0,0,0,0,0,0,0,0,0,0,0,0,0,0,0,0,0,0,0,0,0,0,0,0,0,0,0,0,0,0,0,0,{"$f":" KSP$499","v":0},0,0,0,0,0,0,0,0,0,0,0,0,0,0,0,0,0,0,0,0,0,0,0,0,0,0,0,0,0,0,0,0,0,0,0,0,0,0,0,0,0,0,0,0,0,0,0,0,0,0,0,0,0,0,0,0,0,0,0,0,0,0,0,{"$f":" KVB$499","v":0},0,0,0,0,0,0,0,0,0,0,0,0,0,0,0,0,0,0,0,0,0,0,0,0,0,0,0,0,0,0,0,0,0,0,0,0,0,0,0,0,0,0,0,0,0,0,0,0,0,0,0,0,0,0,0,0,0,0,0,0,0,0,0,{"$f":" KXN$499","v":0},0,0,0,0,0,0,0,0,0,0,0,0,0,0,0,0,0,0,0,0,0,0,0,0,0,0,0,0,0,0,0,0,0,0,0,0,0,0,0,0,0,0,0,0,0,0,0,0,0,0,0,0,0,0,0,0,0,0,0,0,0,0,0,{"$f":" KZZ$499","v":0},0,0,0,0,0,0,0,0,0,0,0,0,0,0,0,0,0,0,0,0,0,0,0,0,0,0,0,0,0,0,0,0,0,0,0,0,0,0,0,0,0,0,0,0,0,0,0,0,0,0,0,0,0,0,0,0,0,0,0,0,0,0,0,{"$f":" LCL$499","v":0},0,0,0,0,0,0,0,0,0,0,0,0,0,0,0,0,0,0,0,0,0,0,0,0,0,0,0,0,0,0,0,0,0,0,0,0,0,0,0,0,0,0,0,0,0,0,0,0,0,0,0,0,0,0,0,0,0,0,0,0,0,0,0,{"$f":" LEX$499","v":0},0,0,0,0,0,0,0,0,0,0,0,0,0,0,0,0,0,0,0,0,0,0,0,0,0,0,0,0,0,0,0,0,0,0,0,0,0,0,0,0,0,0,0,0,0,0,0,0,0,0,0,0,0,0,0,0,0,0,0,0,0,0,0,{"$f":" LHJ$499","v":0},0,0,0,0,0,0,0,0,0,0,0,0,0,0,0,0,0,0,0,0,0,0,0,0,0,0,0,0,0,0,0,0,0,0,0,0,0,0,0,0,0,0,0,0,0,0,0,0,0,0,0,0,0,0,0,0,0,0,0,0,0,0,0,{"$f":" LJV$499","v":0},0,0,0,0,0,0,0,0,0,0,0,0,0,0,0,0,0,0,0,0,0,0,0,0,0,0,0,0,0,0,0,0,0,0,0,0,0,0,0,0,0,0,0,0,0,0,0,0,0,0,0,0,0,0,0,0,0,0,0,0,0,0,0,{"$f":" LMH$499","v":0},0,0,0,0,0,0,0,0,0,0,0,0,0,0,0,0,0,0,0,0,0,0,0,0,0,0,0,0,0,0,0,0,0,0,0,0,0,0,0,0,0,0,0,0,0,0,0,0,0,0,0,0,0,0,0,0,0,0,0,0,0,0,0,{"$f":" LOT$499","v":0},0,0,0,0,0,0,0,0,0,0,0,0,0,0,0,0,0,0,0,0,0,0,0,0,0,0,0,0,0,0,0,0,0,0,0,0,0,0,0,0,0,0,0,0,0,0,0,0,0,0,0,0,0,0,0,0,0,0,0,0,0,0,0,{"$f":" LRF$499","v":0},0,0,0,0,0,0,0,0,0,0,0,0,0,0,0,0,0,0,0,0,0,0,0,0,0,0,0,0,0,0,0,0,0,0,0,0,0,0,0,0,0,0,0,0,0,0,0,0,0,0,0,0,0,0,0,0,0,0,0,0,0,0,0,{"$f":" LTR$499","v":0},0,0,0,0,0,0,0,0,0,0,0,0,0,0,0,0,0,0,0,0,0,0,0,0,0,0,0,0,0,0,0,0,0,0,0,0,0,0,0,0,0,0,0,0,0,0,0,0,0,0,0,0,0,0,0,0,0,0,0,0,0,0,0,{"$f":" LWD$499","v":0},0,0,0,0,0,0,0,0,0,0,0,0,0,0,0,0,0,0,0,0,0,0,0,0,0,0,0,0,0,0,0,0,0,0,0,0,0,0,0,0,0,0,0,0,0,0,0,0,0,0,0,0,0,0,0,0,0,0,0,0,0,0,0,{"$f":" LYP$499","v":0},0,0,0,0,0,0,0,0,0,0,0,0,0,0,0,0,0,0,0,0,0,0,0,0,0,0,0,0,0,0,0,0,0,0,0,0,0,0,0,0,0,0,0,0,0,0,0,0,0,0,0,0,0,0,0,0,0,0,0,0,0,0,0,{"$f":" MBB$499","v":0},0,0,0,0,0,0,0,0,0,0,0,0,0,0,0,0,0,0,0,0,0,0,0,0,0,0,0,0,0,0,0,0,0,0,0,0,0,0,0,0,0,0,0,0,0,0,0,0,0,0,0,0,0,0,0,0,0,0,0,0,0,0,0,{"$f":" MDN$499","v":0},0,0,0,0,0,0,0,0,0,0,0,0,0,0,0,0,0,0,0,0,0,0,0,0,0,0,0,0,0,0,0,0,0,0,0,0,0,0,0,0,0,0,0,0,0,0,0,0,0,0,0,0,0,0,0,0,0,0,0,0,0,0,0,{"$f":" MFZ$499","v":0},0,0,0,0,0,0,0,0,0,0,0,0,0,0,0,0,0,0,0,0,0,0,0,0,0,0,0,0,0,0,0,0,0,0,0,0,0,0,0,0,0,0,0,0,0,0,0,0,0,0,0,0,0,0,0,0,0,0,0,0,0,0,0,{"$f":" MIL$499","v":0},0,0,0,0,0,0,0,0,0,0,0,0,0,0,0,0,0,0,0,0,0,0,0,0,0,0,0,0,0,0,0,0,0,0,0,0,0,0,0,0,0,0,0,0,0,0,0,0,0,0,0,0,0,0,0,0,0,0,0,0,0,0,0,{"$f":" MKX$499","v":0},0,0,0,0,0,0,0,0,0,0,0,0,0,0,0,0,0,0,0,0,0,0,0,0,0,0,0,0,0,0,0,0,0,0,0,0,0,0,0,0,0,0,0,0,0,0,0,0,0,0,0,0,0,0,0,0,0,0,0,0,0,0,0,{"$f":" MNJ$499","v":0},0,0,0,0,0,0,0,0,0,0,0,0,0,0,0,0,0,0,0,0,0,0,0,0,0,0,0,0,0,0,0,0,0,0,0,0,0,0,0,0,0,0,0,0,0,0,0,0,0,0,0,0,0,0,0,0,0,0,0,0,0,0,0,{"$f":" MPV$499","v":0},0,0,0,0,0,0,0,0,0,0,0,0,0,0,0,0,0,0,0,0,0,0,0,0,0,0,0,0,0,0,0,0,0,0,0,0,0,0,0,0,0,0,0,0,0,0,0,0,0,0,0,0,0,0,0,0,0,0,0,0,0,0,0,{"$f":" MSH$499","v":0},0,0,0,0,0,0,0,0,0,0,0,0,0,0,0,0,0,0,0,0,0,0,0,0,0,0,0,0,0,0,0,0,0,0,0,0,0,0,0,0,0,0,0,0,0,0,0,0,0,0,0,0,0,0,0,0,0,0,0,0,0,0,0,{"$f":" MUT$499","v":0},0,0,0,0,0,0,0,0,0,0,0,0,0,0,0,0,0,0,0,0,0,0,0,0,0,0,0,0,0,0,0,0,0,0,0,0,0,0,0,0,0,0,0,0,0,0,0,0,0,0,0,0,0,0,0,0,0,0,0,0,0,0,0,{"$f":" MXF$499","v":0},0,0,0,0,0,0,0,0,0,0,0,0,0,0,0,0,0,0,0,0,0,0,0,0,0,0,0,0,0,0,0,0,0,0,0,0,0,0,0,0,0,0,0,0,0,0,0,0,0,0,0,0,0,0,0,0,0,0,0,0,0,0,0,{"$f":" MZR$499","v":0},0,0,0,0,0,0,0,0,0,0,0,0,0,0,0,0,0,0,0,0,0,0,0,0,0,0,0,0,0,0,0,0,0,0,0,0,0,0,0,0,0,0,0,0,0,0,0,0,0,0,0,0,0,0,0,0,0,0,0,0,0,0,0,{"$f":" NCD$499","v":0},0,0,0,0,0,0,0,0,0,0,0,0,0,0,0,0,0,0,0,0,0,0,0,0,0,0,0,0,0,0,0,0,0,0,0,0,0,0,0,0,0,0,0,0,0,0,0,0,0,0,0,0,0,0,0,0,0,0,0,0,0,0,0,{"$f":" NEP$499","v":0},0,0,0,0,0,0,0,0,0,0,0,0,0,0,0,0,0,0,0,0,0,0,0,0,0,0,0,0,0,0,0,0,0,0,0,0,0,0,0,0,0,0,0,0,0,0,0,0,0,0,0,0,0,0,0,0,0,0,0,0,0,0,0,{"$f":" NHB$499","v":0},0,0,0,0,0,0,0,0,0,0,0,0,0,0,0,0,0,0,0,0,0,0,0,0,0,0,0,0,0,0,0,0,0,0,0,0,0,0,0,0,0,0,0,0,0,0,0,0,0,0,0,0,0,0,0,0,0,0,0,0,0,0,0,{"$f":" NJN$499","v":0},0,0,0,0,0,0,0,0,0,0,0,0,0,0,0,0,0,0,0,0,0,0,0,0,0,0,0,0,0,0,0,0,0,0,0,0,0,0,0,0,0,0,0,0,0,0,0,0,0,0,0,0,0,0,0,0,0,0,0,0,0,0,0,{"$f":" NLZ$499","v":0},0,0,0,0,0,0,0,0,0,0,0,0,0,0,0,0,0,0,0,0,0,0,0,0,0,0,0,0,0,0,0,0,0,0,0,0,0,0,0,0,0,0,0,0,0,0,0,0,0,0,0,0,0,0,0,0,0,0,0,0,0,0,0,{"$f":" NOL$499","v":0},0,0,0,0,0,0,0,0,0,0,0,0,0,0,0,0,0,0,0,0,0,0,0,0,0,0,0,0,0,0,0,0,0,0,0,0,0,0,0,0,0,0,0,0,0,0,0,0,0,0,0,0,0,0,0,0,0,0,0,0,0,0,0,{"$f":" NQX$499","v":0},0,0,0,0,0,0,0,0,0,0,0,0,0,0,0,0,0,0,0,0,0,0,0,0,0,0,0,0,0,0,0,0,0,0,0,0,0,0,0,0,0,0,0,0,0,0,0,0,0,0,0,0,0,0,0,0,0,0,0,0,0,0,0,{"$f":" NTJ$499","v":0},0,0,0,0,0,0,0,0,0,0,0,0,0,0,0,0,0,0,0,0,0,0,0,0,0,0,0,0,0,0,0,0,0,0,0,0,0,0,0,0,0,0,0,0,0,0,0,0,0,0,0,0,0,0,0,0,0,0,0,0,0,0,0,{"$f":" NVV$499","v":0},0,0,0,0,0,0,0,0,0,0,0,0,0,0,0,0,0,0,0,0,0,0,0,0,0,0,0,0,0,0,0,0,0,0,0,0,0,0,0,0,0,0,0,0,0,0,0,0,0,0,0,0,0,0,0,0,0,0,0,0,0,0,0,{"$f":" NYH$499","v":0},0,0,0,0,0,0,0,0,0,0,0,0,0,0,0,0,0,0,0,0,0,0,0,0,0,0,0,0,0,0,0,0,0,0,0,0,0,0,0,0,0,0,0,0,0,0,0,0,0,0,0,0,0,0,0,0,0,0,0,0,0,0,0,{"$f":" OAT$499","v":0},0,0,0,0,0,0,0,0,0,0,0,0,0,0,0,0,0,0,0,0,0,0,0,0,0,0,0,0,0,0,0,0,0,0,0,0,0,0,0,0,0,0,0,0,0,0,0,0,0,0,0,0,0,0,0,0,0,0,0,0,0,0,0,{"$f":" ODF$499","v":0},0,0,0,0,0,0,0,0,0,0,0,0,0,0,0,0,0,0,0,0,0,0,0,0,0,0,0,0,0,0,0,0,0,0,0,0,0,0,0,0,0,0,0,0,0,0,0,0,0,0,0,0,0,0,0,0,0,0,0,0,0,0,0,{"$f":" OFR$499","v":0},0,0,0,0,0,0,0,0,0,0,0,0,0,0,0,0,0,0,0,0,0,0,0,0,0,0,0,0,0,0,0,0,0,0,0,0,0,0,0,0,0,0,0,0,0,0,0,0,0,0,0,0,0,0,0,0,0,0,0,0,0,0,0,{"$f":" OID$499","v":0},0,0,0,0,0,0,0,0,0,0,0,0,0,0,0,0,0,0,0,0,0,0,0,0,0,0,0,0,0,0,0,0,0,0,0,0,0,0,0,0,0,0,0,0,0,0,0,0,0,0,0,0,0,0,0,0,0,0,0,0,0,0,0,{"$f":" OKP$499","v":0},0,0,0,0,0,0,0,0,0,0,0,0,0,0,0,0,0,0,0,0,0,0,0,0,0,0,0,0,0,0,0,0,0,0,0,0,0,0,0,0,0,0,0,0,0,0,0,0,0,0,0,0,0,0,0,0,0,0,0,0,0,0,0,{"$f":" ONB$499","v":0},0,0,0,0,0,0,0,0,0,0,0,0,0,0,0,0,0,0,0,0,0,0,0,0,0,0,0,0,0,0,0,0,0,0,0,0,0,0,0,0,0,0,0,0,0,0,0,0,0,0,0,0,0,0,0,0,0,0,0,0,0,0,0,{"$f":" OPN$499","v":0},0,0,0,0,0,0,0,0,0,0,0,0,0,0,0,0,0,0,0,0,0,0,0,0,0,0,0,0,0,0,0,0,0,0,0,0,0,0,0,0,0,0,0,0,0,0,0,0,0,0,0,0,0,0,0,0,0,0,0,0,0,0,0,{"$f":" ORZ$499","v":0},0,0,0,0,0,0,0,0,0,0,0,0,0,0,0,0,0,0,0,0,0,0,0,0,0,0,0,0,0,0,0,0,0,0,0,0,0,0,0,0,0,0,0,0,0,0,0,0,0,0,0,0,0,0,0,0,0,0,0,0,0,0,0,{"$f":" OUL$499","v":0},0,0,0,0,0,0,0,0,0,0,0,0,0,0,0,0,0,0,0,0,0,0,0,0,0,0,0,0,0,0,0,0,0,0,0,0,0,0,0,0,0,0,0,0,0,0,0,0,0,0,0,0,0,0,0,0,0,0,0,0,0,0,0,{"$f":" OWX$499","v":0},0,0,0,0,0,0,0,0,0,0,0,0,0,0,0,0,0,0,0,0,0,0,0,0,0,0,0,0,0,0,0,0,0,0,0,0,0,0,0,0,0,0,0,0,0,0,0,0,0,0,0,0,0,0,0,0,0,0,0,0,0,0,0,{"$f":" OZJ$499","v":0},0,0,0,0,0,0,0,0,0,0,0,0,0,0,0,0,0,0,0,0,0,0,0,0,0,0,0,0,0,0,0,0,0,0,0,0,0,0,0,0,0,0,0,0,0,0,0,0,0,0,0,0,0,0,0,0,0,0,0,0,0,0,0,{"$f":" PBV$499","v":0},0,0,0,0,0,0,0,0,0,0,0,0,0,0,0,0,0,0,0,0,0,0,0,0,0,0,0,0,0,0,0,0,0,0,0,0,0,0,0,0,0,0,0,0,0,0,0,0,0,0,0,0,0,0,0,0,0,0,0,0,0,0,0,{"$f":" PEH$499","v":0},0,0,0,0,0,0,0,0,0,0,0,0,0,0,0,0,0,0,0,0,0,0,0,0,0,0,0,0,0,0,0,0,0,0,0,0,0,0,0,0,0,0,0,0,0,0,0,0,0,0,0,0,0,0,0,0,0,0,0,0,0,0,0,{"$f":" PGT$499","v":0},0,0,0,0,0,0,0,0,0,0,0,0,0,0,0,0,0,0,0,0,0,0,0,0,0,0,0,0,0,0,0,0,0,0,0,0,0,0,0,0,0,0,0,0,0,0,0,0,0,0,0,0,0,0,0,0,0,0,0,0,0,0,0,{"$f":" PJF$499","v":0},0,0,0,0,0,0,0,0,0,0,0,0,0,0,0,0,0,0,0,0,0,0,0,0,0,0,0,0,0,0,0,0,0,0,0,0,0,0,0,0,0,0,0,0,0,0,0,0,0,0,0,0,0,0,0,0,0,0,0,0,0,0,0,{"$f":" PLR$499","v":0},0,0,0,0,0,0,0,0,0,0,0,0,0,0,0,0,0,0,0,0,0,0,0,0,0,0,0,0,0,0,0,0,0,0,0,0,0,0,0,0,0,0,0,0,0,0,0,0,0,0,0,0,0,0,0,0,0,0,0,0,0,0,0,{"$f":" POD$499","v":0},0,0,0,0,0,0,0,0,0,0,0,0,0,0,0,0,0,0,0,0,0,0,0,0,0,0,0,0,0,0,0,0,0,0,0,0,0,0,0,0,0,0,0,0,0,0,0,0,0,0,0,0,0,0,0,0,0,0,0,0,0,0,0,{"$f":" PQP$499","v":0},0,0,0,0,0,0,0,0,0,0,0,0,0,0,0,0,0,0,0,0,0,0,0,0,0,0,0,0,0,0,0,0,0,0,0,0,0,0,0,0,0,0,0,0,0,0,0,0,0,0,0,0,0,0,0,0,0,0,0,0,0,0,0,{"$f":" PTB$499","v":0},0,0,0,0,0,0,0,0,0,0,0,0,0,0,0,0,0,0,0,0,0,0,0,0,0,0,0,0,0,0,0,0,0,0,0,0,0,0,0,0,0,0,0,0,0,0,0,0,0,0,0,0,0,0,0,0,0,0,0,0,0,0,0,{"$f":" PVN$499","v":0},0,0,0,0,0,0,0,0,0,0,0,0,0,0,0,0,0,0,0,0,0,0,0,0,0,0,0,0,0,0,0,0,0,0,0,0,0,0,0,0,0,0,0,0,0,0,0,0,0,0,0,0,0,0,0,0,0,0,0,0,0,0,0,{"$f":" PXZ$499","v":0},0,0,0,0,0,0,0,0,0,0,0,0,0,0,0,0,0,0,0,0,0,0,0,0,0,0,0,0,0,0,0,0,0,0,0,0,0,0,0,0,0,0,0,0,0,0,0,0,0,0,0,0,0,0,0,0,0,0,0,0,0,0,0,{"$f":" QAL$499","v":0},0,0,0,0,0,0,0,0,0,0,0,0,0,0,0,0,0,0,0,0,0,0,0,0,0,0,0,0,0,0,0,0,0,0,0,0,0,0,0,0,0,0,0,0,0,0,0,0,0,0,0,0,0,0,0,0,0,0,0,0,0,0,0,{"$f":" QCX$499","v":0},0,0,0,0,0,0,0,0,0,0,0,0,0,0,0,0,0,0,0,0,0,0,0,0,0,0,0,0,0,0,0,0,0,0,0,0,0,0,0,0,0,0,0,0,0,0,0,0,0,0,0,0,0,0,0,0,0,0,0,0,0,0,0,{"$f":" QFJ$499","v":0},0,0,0,0,0,0,0,0,0,0,0,0,0,0,0,0,0,0,0,0,0,0,0,0,0,0,0,0,0,0,0,0,0,0,0,0,0,0,0,0,0,0,0,0,0,0,0,0,0,0,0,0,0,0,0,0,0,0,0,0,0,0,0,{"$f":" QHV$499","v":0},0,0,0,0,0,0,0,0,0,0,0,0,0,0,0,0,0,0,0,0,0,0,0,0,0,0,0,0,0,0,0,0,0,0,0,0,0,0,0,0,0,0,0,0,0,0,0,0,0,0,0,0,0,0,0,0,0,0,0,0,0,0,0,{"$f":" QKH$499","v":0},0,0,0,0,0,0,0,0,0,0,0,0,0,0,0,0,0,0,0,0,0,0,0,0,0,0,0,0,0,0,0,0,0,0,0,0,0,0,0,0,0,0,0,0,0,0,0,0,0,0,0,0,0,0,0,0,0,0,0,0,0,0,0,{"$f":" QMT$499","v":0},0,0,0,0,0,0,0,0,0,0,0,0,0,0,0,0,0,0,0,0,0,0,0,0,0,0,0,0,0,0,0,0,0,0,0,0,0,0,0,0,0,0,0,0,0,0,0,0,0,0,0,0,0,0,0,0,0,0,0,0,0,0,0,{"$f":" QPF$499","v":0},0,0,0,0,0,0,0,0,0,0,0,0,0,0,0,0,0,0,0,0,0,0,0,0,0,0,0,0,0,0,0,0,0,0,0,0,0,0,0,0,0,0,0,0,0,0,0,0,0,0,0,0,0,0,0,0,0,0,0,0,0,0,0,{"$f":" QRR$499","v":0},0,0,0,0,0,0,0,0,0,0,0,0,0,0,0,0,0,0,0,0,0,0,0,0,0,0,0,0,0,0,0,0,0,0,0,0,0,0,0,0,0,0,0,0,0,0,0,0,0,0,0,0,0,0,0,0,0,0,0,0,0,0,0,{"$f":" QUD$499","v":0},0,0,0,0,0,0,0,0,0,0,0,0,0,0,0,0,0,0,0,0,0,0,0,0,0,0,0,0,0,0,0,0,0,0,0,0,0,0,0,0,0,0,0,0,0,0,0,0,0,0,0,0,0,0,0,0,0,0,0,0,0,0,0,{"$f":" QWP$499","v":0},0,0,0,0,0,0,0,0,0,0,0,0,0,0,0,0,0,0,0,0,0,0,0,0,0,0,0,0,0,0,0,0,0,0,0,0,0,0,0,0,0,0,0,0,0,0,0,0,0,0,0,0,0,0,0,0,0,0,0,0,0,0,0,{"$f":" QZB$499","v":0},0,0,0,0,0,0,0,0,0,0,0,0,0,0,0,0,0,0,0,0,0,0,0,0,0,0,0,0,0,0,0,0,0,0,0,0,0,0,0,0,0,0,0,0,0,0,0,0,0,0,0,0,0,0,0,0,0,0,0,0,0,0,0,{"$f":" RBN$499","v":0},0,0,0,0,0,0,0,0,0,0,0,0,0,0,0,0,0,0,0,0,0,0,0,0,0,0,0,0,0,0,0,0,0,0,0,0,0,0,0,0,0,0,0,0,0,0,0,0,0,0,0,0,0,0,0,0,0,0,0,0,0,0,0,{"$f":" RDZ$499","v":0},0,0,0,0,0,0,0,0,0,0,0,0,0,0,0,0,0,0,0,0,0,0,0,0,0,0,0,0,0,0,0,0,0,0,0,0,0,0,0,0,0,0,0,0,0,0,0,0,0,0,0,0,0,0,0,0,0,0,0,0,0,0,0,{"$f":" RGL$499","v":0},0,0,0,0,0,0,0,0,0,0,0,0,0,0,0,0,0,0,0,0,0,0,0,0,0,0,0,0,0,0,0,0,0,0,0,0,0,0,0,0,0,0,0,0,0,0,0,0,0,0,0,0,0,0,0,0,0,0,0,0,0,0,0,{"$f":" RIX$499","v":0},0,0,0,0,0,0,0,0,0,0,0,0,0,0,0,0,0,0,0,0,0,0,0,0,0,0,0,0,0,0,0,0,0,0,0,0,0,0,0,0,0,0,0,0,0,0,0,0,0,0,0,0,0,0,0,0,0,0,0,0,0,0,0,{"$f":" RLJ$499","v":0},0,0,0,0,0,0,0,0,0,0,0,0,0,0,0,0,0,0,0,0,0,0,0,0,0,0,0,0,0,0,0,0,0,0,0,0,0,0,0,0,0,0,0,0,0,0,0,0,0,0,0,0,0,0,0,0,0,0,0,0,0,0,0,{"$f":" RNV$499","v":0},0,0,0,0,0,0,0,0,0,0,0,0,0,0,0,0,0,0,0,0,0,0,0,0,0,0,0,0,0,0,0,0,0,0,0,0,0,0,0,0,0,0,0,0,0,0,0,0,0,0,0,0,0,0,0,0,0,0,0,0,0,0,0,{"$f":" RQH$499","v":0},0,0,0,0,0,0,0,0,0,0,0,0,0,0,0,0,0,0,0,0,0,0,0,0,0,0,0,0,0,0,0,0,0,0,0,0,0,0,0,0,0,0,0,0,0,0,0,0,0,0,0,0,0,0,0,0,0,0,0,0,0,0,0,{"$f":" RST$499","v":0},0,0,0,0,0,0,0,0,0,0,0,0,0,0,0,0,0,0,0,0,0,0,0,0,0,0,0,0,0,0,0,0,0,0,0,0,0,0,0,0,0,0,0,0,0,0,0,0,0,0,0,0,0,0,0,0,0,0,0,0,0,0,0,{"$f":" RVF$499","v":0},0,0,0,0,0,0,0,0,0,0,0,0,0,0,0,0,0,0,0,0,0,0,0,0,0,0,0,0,0,0,0,0,0,0,0,0,0,0,0,0,0,0,0,0,0,0,0,0,0,0,0,0,0,0,0,0,0,0,0,0,0,0,0,{"$f":" RXR$499","v":0},0,0,0,0,0,0,0,0,0,0,0,0,0,0,0,0,0,0,0,0,0,0,0,0,0,0,0,0,0,0,0,0,0,0,0,0,0,0,0,0,0,0,0,0,0,0,0,0,0,0,0,0,0,0,0,0,0,0,0,0,0,0,0,{"$f":" SAD$499","v":0},0,0,0,0,0,0,0,0,0,0,0,0,0,0,0,0,0,0,0,0,0,0,0,0,0,0,0,0,0,0,0,0,0,0,0,0,0,0,0,0,0,0,0,0,0,0,0,0,0,0,0,0,0,0,0,0,0,0,0,0,0,0,0,{"$f":" SCP$499","v":0},0,0,0,0,0,0,0,0,0,0,0,0,0,0,0,0,0,0,0,0,0,0,0,0,0,0,0,0,0,0,0,0,0,0,0,0,0,0,0,0,0,0,0,0,0,0,0,0,0,0,0,0,0,0,0,0,0,0,0,0,0,0,0,{"$f":" SFB$499","v":0},0,0,0,0,0,0,0,0,0,0,0,0,0,0,0,0,0,0,0,0,0,0,0,0,0,0,0,0,0,0,0,0,0,0,0,0,0,0,0,0,0,0,0,0,0,0,0,0,0,0,0,0,0,0,0,0,0,0,0,0,0,0,0,{"$f":" SHN$499","v":0},0,0,0,0,0,0,0,0,0,0,0,0,0,0,0,0,0,0,0,0,0,0,0,0,0,0,0,0,0,0,0,0,0,0,0,0,0,0,0,0,0,0,0,0,0,0,0,0,0,0,0,0,0,0,0,0,0,0,0,0,0,0,0,{"$f":" SJZ$499","v":0},0,0,0,0,0,0,0,0,0,0,0,0,0,0,0,0,0,0,0,0,0,0,0,0,0,0,0,0,0,0,0,0,0,0,0,0,0,0,0,0,0,0,0,0,0,0,0,0,0,0,0,0,0,0,0,0,0,0,0,0,0,0,0,{"$f":" SML$499","v":0},0,0,0,0,0,0,0,0,0,0,0,0,0,0,0,0,0,0,0,0,0,0,0,0,0,0,0,0,0,0,0,0,0,0,0,0,0,0,0,0,0,0,0,0,0,0,0,0,0,0,0,0,0,0,0,0,0,0,0,0,0,0,0,{"$f":" SOX$499","v":0},0,0,0,0,0,0,0,0,0,0,0,0,0,0,0,0,0,0,0,0,0,0,0,0,0,0,0,0,0,0,0,0,0,0,0,0,0,0,0,0,0,0,0,0,0,0,0,0,0,0,0,0,0,0,0,0,0,0,0,0,0,0,0,{"$f":" SRJ$499","v":0},0,0,0,0,0,0,0,0,0,0,0,0,0,0,0,0,0,0,0,0,0,0,0,0,0,0,0,0,0,0,0,0,0,0,0,0,0,0,0,0,0,0,0,0,0,0,0,0,0,0,0,0,0,0,0,0,0,0,0,0,0,0,0,{"$f":" STV$499","v":0},0,0,0,0,0,0,0,0,0,0,0,0,0,0,0,0,0,0,0,0,0,0,0,0,0,0,0,0,0,0,0,0,0,0,0,0,0,0,0,0,0,0,0,0,0,0,0,0,0,0,0,0,0,0,0,0,0,0,0,0,0,0,0,{"$f":" SWH$499","v":0},0,0,0,0,0,0,0,0,0,0,0,0,0,0,0,0,0,0,0,0,0,0,0,0,0,0,0,0,0,0,0,0,0,0,0,0,0,0,0,0,0,0,0,0,0,0,0,0,0,0,0,0,0,0,0,0,0,0,0,0,0,0,0,{"$f":" SYT$499","v":0},0,0,0,0,0,0,0,0,0,0,0,0,0,0,0,0,0,0,0,0,0,0,0,0,0,0,0,0,0,0,0,0,0,0,0,0,0,0,0,0,0,0,0,0,0,0,0,0,0,0,0,0,0,0,0,0,0,0,0,0,0,0,0,{"$f":" TBF$499","v":0},0,0,0,0,0,0,0,0,0,0,0,0,0,0,0,0,0,0,0,0,0,0,0,0,0,0,0,0,0,0,0,0,0,0,0,0,0,0,0,0,0,0,0,0,0,0,0,0,0,0,0,0,0,0,0,0,0,0,0,0,0,0,0,{"$f":" TDR$499","v":0},0,0,0,0,0,0,0,0,0,0,0,0,0,0,0,0,0,0,0,0,0,0,0,0,0,0,0,0,0,0,0,0,0,0,0,0,0,0,0,0,0,0,0,0,0,0,0,0,0,0,0,0,0,0,0,0,0,0,0,0,0,0,0,{"$f":" TGD$499","v":0},0,0,0,0,0,0,0,0,0,0,0,0,0,0,0,0,0,0,0,0,0,0,0,0,0,0,0,0,0,0,0,0,0,0,0,0,0,0,0,0,0,0,0,0,0,0,0,0,0,0,0,0,0,0,0,0,0,0,0,0,0,0,0,{"$f":" TIP$499","v":0},0,0,0,0,0,0,0,0,0,0,0,0,0,0,0,0,0,0,0,0,0,0,0,0,0,0,0,0,0,0,0,0,0,0,0,0,0,0,0,0,0,0,0,0,0,0,0,0,0,0,0,0,0,0,0,0,0,0,0,0,0,0,0,{"$f":" TLB$499","v":0},0,0,0,0,0,0,0,0,0,0,0,0,0,0,0,0,0,0,0,0,0,0,0,0,0,0,0,0,0,0,0,0,0,0,0,0,0,0,0,0,0,0,0,0,0,0,0,0,0,0,0,0,0,0,0,0,0,0,0,0,0,0,0,{"$f":" TNN$499","v":0},0,0,0,0,0,0,0,0,0,0,0,0,0,0,0,0,0,0,0,0,0,0,0,0,0,0,0,0,0,0,0,0,0,0,0,0,0,0,0,0,0,0,0,0,0,0,0,0,0,0,0,0,0,0,0,0,0,0,0,0,0,0,0,{"$f":" TPZ$499","v":0},0,0,0,0,0,0,0,0,0,0,0,0,0,0,0,0,0,0,0,0,0,0,0,0,0,0,0,0,0,0,0,0,0,0,0,0,0,0,0,0,0,0,0,0,0,0,0,0,0,0,0,0,0,0,0,0,0,0,0,0,0,0,0,{"$f":" TSL$499","v":0},0,0,0,0,0,0,0,0,0,0,0,0,0,0,0,0,0,0,0,0,0,0,0,0,0,0,0,0,0,0,0,0,0,0,0,0,0,0,0,0,0,0,0,0,0,0,0,0,0,0,0,0,0,0,0,0,0,0,0,0,0,0,0,{"$f":" TUX$499","v":0},0,0,0,0,0,0,0,0,0,0,0,0,0,0,0,0,0,0,0,0,0,0,0,0,0,0,0,0,0,0,0,0,0,0,0,0,0,0,0,0,0,0,0,0,0,0,0,0,0,0,0,0,0,0,0,0,0,0,0,0,0,0,0,{"$f":" TXJ$499","v":0},0,0,0,0,0,0,0,0,0,0,0,0,0,0,0,0,0,0,0,0,0,0,0,0,0,0,0,0,0,0,0,0,0,0,0,0,0,0,0,0,0,0,0,0,0,0,0,0,0,0,0,0,0,0,0,0,0,0,0,0,0,0,0,{"$f":" TZV$499","v":0},0,0,0,0,0,0,0,0,0,0,0,0,0,0,0,0,0,0,0,0,0,0,0,0,0,0,0,0,0,0,0,0,0,0,0,0,0,0,0,0,0,0,0,0,0,0,0,0,0,0,0,0,0,0,0,0,0,0,0,0,0,0,0,{"$f":" UCH$499","v":0},0,0,0,0,0,0,0,0,0,0,0,0,0,0,0,0,0,0,0,0,0,0,0,0,0,0,0,0,0,0,0,0,0,0,0,0,0,0,0,0,0,0,0,0,0,0,0,0,0,0,0,0,0,0,0,0,0,0,0,0,0,0,0,{"$f":" UET$499","v":0},0,0,0,0,0,0,0,0,0,0,0,0,0,0,0,0,0,0,0,0,0,0,0,0,0,0,0,0,0,0,0,0,0,0,0,0,0,0,0,0,0,0,0,0,0,0,0,0,0,0,0,0,0,0,0,0,0,0,0,0,0,0,0,{"$f":" UHF$499","v":0},0,0,0,0,0,0,0,0,0,0,0,0,0,0,0,0,0,0,0,0,0,0,0,0,0,0,0,0,0,0,0,0,0,0,0,0,0,0,0,0,0,0,0,0,0,0,0,0,0,0,0,0,0,0,0,0,0,0,0,0,0,0,0,{"$f":" UJR$499","v":0},0,0,0,0,0,0,0,0,0,0,0,0,0,0,0,0,0,0,0,0,0,0,0,0,0,0,0,0,0,0,0,0,0,0,0,0,0,0,0,0,0,0,0,0,0,0,0,0,0,0,0,0,0,0,0,0,0,0,0,0,0,0,0,{"$f":" UMD$499","v":0},0,0,0,0,0,0,0,0,0,0,0,0,0,0,0,0,0,0,0,0,0,0,0,0,0,0,0,0,0,0,0,0,0,0,0,0,0,0,0,0,0,0,0,0,0,0,0,0,0,0,0,0,0,0,0,0,0,0,0,0,0,0,0,{"$f":" UOP$499","v":0},0,0,0,0,0,0,0,0,0,0,0,0,0,0,0,0,0,0,0,0,0,0,0,0,0,0,0,0,0,0,0,0,0,0,0,0,0,0,0,0,0,0,0,0,0,0,0,0,0,0,0,0,0,0,0,0,0,0,0,0,0,0,0,{"$f":" URB$499","v":0},0,0,0,0,0,0,0,0,0,0,0,0,0,0,0,0,0,0,0,0,0,0,0,0,0,0,0,0,0,0,0,0,0,0,0,0,0,0,0,0,0,0,0,0,0,0,0,0,0,0,0,0,0,0,0,0,0,0,0,0,0,0,0,{"$f":" UTN$499","v":0},0,0,0,0,0,0,0,0,0,0,0,0,0,0,0,0,0,0,0,0,0,0,0,0,0,0,0,0,0,0,0,0,0,0,0,0,0,0,0,0,0,0,0,0,0,0,0,0,0,0,0,0,0,0,0,0,0,0,0,0,0,0,0,{"$f":" UVZ$499","v":0},0,0,0,0,0,0,0,0,0,0,0,0,0,0,0,0,0,0,0,0,0,0,0,0,0,0,0,0,0,0,0,0,0,0,0,0,0,0,0,0,0,0,0,0,0,0,0,0,0,0,0,0,0,0,0,0,0,0,0,0,0,0,0,{"$f":" UYL$499","v":0},0,0,0,0,0,0,0,0,0,0,0,0,0,0,0,0,0,0,0,0,0,0,0,0,0,0,0,0,0,0,0,0,0,0,0,0,0,0,0,0,0,0,0,0,0,0,0,0,0,0,0,0,0,0,0,0,0,0,0,0,0,0,0,{"$f":" VAX$499","v":0},0,0,0,0,0,0,0,0,0,0,0,0,0,0,0,0,0,0,0,0,0,0,0,0,0,0,0,0,0,0,0,0,0,0,0,0,0,0,0,0,0,0,0,0,0,0,0,0,0,0,0,0,0,0,0,0,0,0,0,0,0,0,0,{"$f":" VDJ$499","v":0},0,0,0,0,0,0,0,0,0,0,0,0,0,0,0,0,0,0,0,0,0,0,0,0,0,0,0,0,0,0,0,0,0,0,0,0,0,0,0,0,0,0,0,0,0,0,0,0,0,0,0,0,0,0,0,0,0,0,0,0,0,0,0,{"$f":" VFV$499","v":0},0,0,0,0,0,0,0,0,0,0,0,0,0,0,0,0,0,0,0,0,0,0,0,0,0,0,0,0,0,0,0,0,0,0,0,0,0,0,0,0,0,0,0,0,0,0,0,0,0,0,0,0,0,0,0,0,0,0,0,0,0,0,0,{"$f":" VIH$499","v":0},0,0,0,0,0,0,0,0,0,0,0,0,0,0,0,0,0,0,0,0,0,0,0,0,0,0,0,0,0,0,0,0,0,0,0,0,0,0,0,0,0,0,0,0,0,0,0,0,0,0,0,0,0,0,0,0,0,0,0,0,0,0,0,{"$f":" VKT$499","v":0},0,0,0,0,0,0,0,0,0,0,0,0,0,0,0,0,0,0,0,0,0,0,0,0,0,0,0,0,0,0,0,0,0,0,0,0,0,0,0,0,0,0,0,0,0,0,0,0,0,0,0,0,0,0,0,0,0,0,0,0,0,0,0,{"$f":" VNF$499","v":0},0,0,0,0,0,0,0,0,0,0,0,0,0,0,0,0,0,0,0,0,0,0,0,0,0,0,0,0,0,0,0,0,0,0,0,0,0,0,0,0,0,0,0,0,0,0,0,0,0,0,0,0,0,0,0,0,0,0,0,0,0,0,0,{"$f":" VPR$499","v":0},0,0,0,0,0,0,0,0,0,0,0,0,0,0,0,0,0,0,0,0,0,0,0,0,0,0,0,0,0,0,0,0,0,0,0,0,0,0,0,0,0,0,0,0,0,0,0,0,0,0,0,0,0,0,0,0,0,0,0,0,0,0,0,{"$f":" VSD$499","v":0},0,0,0,0,0,0,0,0,0,0,0,0,0,0,0,0,0,0,0,0,0,0,0,0,0,0,0,0,0,0,0,0,0,0,0,0,0,0,0,0,0,0,0,0,0,0,0,0,0,0,0,0,0,0,0,0,0,0,0,0,0,0,0,{"$f":" VUP$499","v":0},0,0,0,0,0,0,0,0,0,0,0,0,0,0,0,0,0,0,0,0,0,0,0,0,0,0,0,0,0,0,0,0,0,0,0,0,0,0,0,0,0,0,0,0,0,0,0,0,0,0,0,0,0,0,0,0,0,0,0,0,0,0,0,{"$f":" VXB$499","v":0},0,0,0,0,0,0,0,0,0,0,0,0,0,0,0,0,0,0,0,0,0,0,0,0,0,0,0,0,0,0,0,0,0,0,0,0,0,0,0,0,0,0,0,0,0,0,0,0,0,0,0,0,0,0,0,0,0,0,0,0,0,0,0,{"$f":" VZN$499","v":0},0,0,0,0,0,0,0,0,0,0,0,0,0,0,0,0,0,0,0,0,0,0,0,0,0,0,0,0,0,0,0,0,0,0,0,0,0,0,0,0,0,0,0,0,0,0,0,0,0,0,0,0,0,0,0,0,0,0,0,0,0,0,0,{"$f":" WBZ$499","v":0},0,0,0,0,0,0,0,0,0,0,0,0,0,0,0,0,0,0,0,0,0,0,0,0,0,0,0,0,0,0,0,0,0,0,0,0,0,0,0,0,0,0,0,0,0,0,0,0,0,0,0,0,0,0,0,0,0,0,0,0,0,0,0,{"$f":" WEL$499","v":0},0,0,0,0,0,0,0,0,0,0,0,0,0,0,0,0,0,0,0,0,0,0,0,0,0,0,0,0,0,0,0,0,0,0,0,0,0,0,0,0,0,0,0,0,0,0,0,0,0,0,0,0,0,0,0,0,0,0,0,0,0,0,0,{"$f":" WGX$499","v":0},0,0,0,0,0,0,0,0,0,0,0,0,0,0,0,0,0,0,0,0,0,0,0,0,0,0,0,0,0,0,0,0,0,0,0,0,0,0,0,0,0,0,0,0,0,0,0,0,0,0,0,0,0,0,0,0,0,0,0,0,0,0,0,{"$f":" WJJ$499","v":0},0,0,0,0,0,0,0,0,0,0,0,0,0,0,0,0,0,0,0,0,0,0,0,0,0,0,0,0,0,0,0,0,0,0,0,0,0,0,0,0,0,0,0,0,0,0,0,0,0,0,0,0,0,0,0,0,0,0,0,0,0,0,0,{"$f":" WLV$499","v":0},0,0,0,0,0,0,0,0,0,0,0,0,0,0,0,0,0,0,0,0,0,0,0,0,0,0,0,0,0,0,0,0,0,0,0,0,0,0,0,0,0,0,0,0,0,0,0,0,0,0,0,0,0,0,0,0,0,0,0,0,0,0,0,{"$f":" WOH$499","v":0},0,0,0,0,0,0,0,0,0,0,0,0,0,0,0,0,0,0,0,0,0,0,0,0,0,0,0,0,0,0,0,0,0,0,0,0,0,0,0,0,0,0,0,0,0,0,0,0,0,0,0,0,0,0,0,0,0,0,0,0,0,0,0,{"$f":" WQT$499","v":0},0,0,0,0,0,0,0,0,0,0,0,0,0,0,0,0,0,0,0,0,0,0,0,0,0,0,0,0,0,0,0,0,0,0,0,0,0,0,0,0,0,0,0,0,0,0,0,0,0,0,0,0,0,0,0,0,0,0,0,0,0,0,0,{"$f":" WTF$499","v":0},0,0,0,0,0,0,0,0,0,0,0,0,0,0,0,0,0,0,0,0,0,0,0,0,0,0,0,0,0,0,0,0,0,0,0,0,0,0,0,0,0,0,0,0,0,0,0,0,0,0,0,0,0,0,0,0,0,0,0,0,0,0,0,{"$f":" WVR$499","v":0},0,0,0,0,0,0,0,0,0,0,0,0,0,0,0,0,0,0,0,0,0,0,0,0,0,0,0,0,0,0,0,0,0,0,0,0,0,0,0,0,0,0,0,0,0,0,0,0,0,0,0,0,0,0,0,0,0,0,0,0,0,0,0,{"$f":" WYD$499","v":0},0,0,0,0,0,0,0,0,0,0,0,0,0,0,0,0,0,0,0,0,0,0,0,0,0,0,0,0,0,0,0,0,0,0,0,0,0,0,0,0,0,0,0,0,0,0,0,0,0,0,0,0,0,0,0,0,0,0,0,0,0,0,0,{"$f":" XAP$499","v":0},0,0,0,0,0,0,0,0,0,0,0,0,0,0,0,0,0,0,0,0,0,0,0,0,0,0,0,0,0,0,0,0,0,0,0,0,0,0,0,0,0,0,0,0,0,0,0,0,0,0,0,0,0,0,0,0,0,0,0,0,0,0,0,{"$f":" XDB$499","v":0},0,0,0,0,0,0,0,0,0,0,0,0,0,0,0,0,0,0,0,0,0,0,0,0,0,0,0,0,0,0,0,0,0,0,0,0,0,0,0,0,0,0,0,0,0,0,0,0,0,0,0,0,0,0]
[null,"Depreciation",null,null,null,null,null,null,{"$f":" SUM( OFFSET( H530, 0, 0, 1, -MIN(I528+1, $D528))) / $D528","v":0},{"$f":" SUM( OFFSET( I530, 0, 0, 1, -MIN(J528+1, $D528))) / $D528","v":{"$error":"#DIV/0!"}},{"$error":"#DIV/0!"},{"$error":"#DIV/0!"},{"$error":"#DIV/0!"},{"$error":"#DIV/0!"},{"$error":"#DIV/0!"},{"$error":"#DIV/0!"},{"$error":"#DIV/0!"},{"$error":"#DIV/0!"},{"$error":"#DIV/0!"},{"$error":"#DIV/0!"},{"$error":"#DIV/0!"},{"$error":"#DIV/0!"},{"$error":"#DIV/0!"},{"$error":"#DIV/0!"},{"$error":"#DIV/0!"},{"$error":"#DIV/0!"},{"$error":"#DIV/0!"},{"$error":"#DIV/0!"},{"$error":"#DIV/0!"},{"$error":"#DIV/0!"},{"$error":"#DIV/0!"},{"$error":"#DIV/0!"},{"$error":"#DIV/0!"},{"$error":"#DIV/0!"},{"$error":"#DIV/0!"},{"$error":"#DIV/0!"},{"$error":"#DIV/0!"},{"$error":"#DIV/0!"}]
[null,"Asset - END",null,null,null,null,null,null,{"$f":"I529 + I530 - I531","v":{"$error":"#DIV/0!"}},{"$f":"J529 + J530 - J531","v":{"$error":"#DIV/0!"}},{"$error":"#DIV/0!"},{"$error":"#DIV/0!"},{"$error":"#DIV/0!"},{"$error":"#DIV/0!"},{"$error":"#DIV/0!"},{"$error":"#DIV/0!"},{"$error":"#DIV/0!"},{"$error":"#DIV/0!"},{"$error":"#DIV/0!"},{"$error":"#DIV/0!"},{"$error":"#DIV/0!"},{"$error":"#DIV/0!"},{"$error":"#DIV/0!"},{"$error":"#DIV/0!"},{"$error":"#DIV/0!"},{"$error":"#DIV/0!"},{"$error":"#DIV/0!"},{"$error":"#DIV/0!"},{"$error":"#DIV/0!"},{"$error":"#DIV/0!"},{"$error":"#DIV/0!"},{"$error":"#DIV/0!"},{"$error":"#DIV/0!"},{"$error":"#DIV/0!"},{"$error":"#DIV/0!"},{"$error":"#DIV/0!"},{"$error":"#DIV/0!"},{"$error":"#DIV/0!"},{"$error":"#DIV/0!"},{"$error":"#DIV/0!"},{"$error":"#DIV/0!"},{"$error":"#DIV/0!"},{"$error":"#DIV/0!"},{"$error":"#DIV/0!"},{"$error":"#DIV/0!"},{"$error":"#DIV/0!"},{"$error":"#DIV/0!"},{"$error":"#DIV/0!"},{"$error":"#DIV/0!"},{"$error":"#DIV/0!"},{"$error":"#DIV/0!"},{"$error":"#DIV/0!"},{"$error":"#DIV/0!"},{"$error":"#DIV/0!"},{"$error":"#DIV/0!"},{"$error":"#DIV/0!"},{"$error":"#DIV/0!"},{"$error":"#DIV/0!"},{"$error":"#DIV/0!"},{"$error":"#DIV/0!"},{"$error":"#DIV/0!"},{"$error":"#DIV/0!"},{"$error":"#DIV/0!"},{"$error":"#DIV/0!"},{"$error":"#DIV/0!"},{"$error":"#DIV/0!"},{"$error":"#DIV/0!"},{"$error":"#DIV/0!"},{"$error":"#DIV/0!"},{"$error":"#DIV/0!"},{"$error":"#DIV/0!"},{"$error":"#DIV/0!"},{"$error":"#DIV/0!"},{"$f":"BV529 + BV530 - BV531","v":{"$error":"#DIV/0!"}},{"$error":"#DIV/0!"},{"$error":"#DIV/0!"},{"$error":"#DIV/0!"},{"$error":"#DIV/0!"},{"$error":"#DIV/0!"},{"$error":"#DIV/0!"},{"$error":"#DIV/0!"},{"$error":"#DIV/0!"},{"$error":"#DIV/0!"},{"$error":"#DIV/0!"},{"$error":"#DIV/0!"},{"$error":"#DIV/0!"},{"$error":"#DIV/0!"},{"$error":"#DIV/0!"},{"$error":"#DIV/0!"},{"$error":"#DIV/0!"},{"$error":"#DIV/0!"},{"$error":"#DIV/0!"},{"$error":"#DIV/0!"},{"$error":"#DIV/0!"},{"$error":"#DIV/0!"},{"$error":"#DIV/0!"},{"$error":"#DIV/0!"},{"$error":"#DIV/0!"},{"$error":"#DIV/0!"},{"$error":"#DIV/0!"},{"$error":"#DIV/0!"},{"$error":"#DIV/0!"},{"$error":"#DIV/0!"},{"$error":"#DIV/0!"},{"$error":"#DIV/0!"},{"$error":"#DIV/0!"},{"$error":"#DIV/0!"},{"$error":"#DIV/0!"},{"$error":"#DIV/0!"},{"$error":"#DIV/0!"},{"$error":"#DIV/0!"},{"$error":"#DIV/0!"},{"$error":"#DIV/0!"},{"$error":"#DIV/0!"},{"$error":"#DIV/0!"},{"$error":"#DIV/0!"},{"$error":"#DIV/0!"},{"$error":"#DIV/0!"},{"$error":"#DIV/0!"},{"$error":"#DIV/0!"},{"$error":"#DIV/0!"},{"$error":"#DIV/0!"},{"$error":"#DIV/0!"},{"$error":"#DIV/0!"},{"$error":"#DIV/0!"},{"$error":"#DIV/0!"},{"$error":"#DIV/0!"},{"$error":"#DIV/0!"},{"$error":"#DIV/0!"},{"$error":"#DIV/0!"},{"$error":"#DIV/0!"},{"$error":"#DIV/0!"},{"$error":"#DIV/0!"},{"$error":"#DIV/0!"},{"$error":"#DIV/0!"},{"$error":"#DIV/0!"},{"$error":"#DIV/0!"},{"$f":"EH529 + EH530 - EH531","v":{"$error":"#DIV/0!"}},{"$error":"#DIV/0!"},{"$error":"#DIV/0!"},{"$error":"#DIV/0!"},{"$error":"#DIV/0!"},{"$error":"#DIV/0!"},{"$error":"#DIV/0!"},{"$error":"#DIV/0!"},{"$error":"#DIV/0!"},{"$error":"#DIV/0!"},{"$error":"#DIV/0!"},{"$error":"#DIV/0!"},{"$error":"#DIV/0!"},{"$error":"#DIV/0!"},{"$error":"#DIV/0!"},{"$error":"#DIV/0!"},{"$error":"#DIV/0!"},{"$error":"#DIV/0!"},{"$error":"#DIV/0!"},{"$error":"#DIV/0!"},{"$error":"#DIV/0!"},{"$error":"#DIV/0!"},{"$error":"#DIV/0!"},{"$error":"#DIV/0!"},{"$error":"#DIV/0!"},{"$error":"#DIV/0!"},{"$error":"#DIV/0!"},{"$error":"#DIV/0!"},{"$error":"#DIV/0!"},{"$error":"#DIV/0!"},{"$error":"#DIV/0!"},{"$error":"#DIV/0!"},{"$error":"#DIV/0!"},{"$error":"#DIV/0!"},{"$error":"#DIV/0!"},{"$error":"#DIV/0!"},{"$error":"#DIV/0!"},{"$error":"#DIV/0!"},{"$error":"#DIV/0!"},{"$error":"#DIV/0!"},{"$error":"#DIV/0!"},{"$error":"#DIV/0!"},{"$error":"#DIV/0!"},{"$error":"#DIV/0!"},{"$error":"#DIV/0!"},{"$error":"#DIV/0!"},{"$error":"#DIV/0!"},{"$error":"#DIV/0!"},{"$error":"#DIV/0!"},{"$error":"#DIV/0!"},{"$error":"#DIV/0!"},{"$error":"#DIV/0!"},{"$error":"#DIV/0!"},{"$error":"#DIV/0!"},{"$error":"#DIV/0!"},{"$error":"#DIV/0!"},{"$error":"#DIV/0!"},{"$error":"#DIV/0!"},{"$error":"#DIV/0!"},{"$error":"#DIV/0!"},{"$error":"#DIV/0!"},{"$error":"#DIV/0!"},{"$error":"#DIV/0!"},{"$error":"#DIV/0!"},{"$f":"GT529 + GT530 - GT531","v":{"$error":"#DIV/0!"}},{"$error":"#DIV/0!"},{"$error":"#DIV/0!"},{"$error":"#DIV/0!"},{"$error":"#DIV/0!"},{"$error":"#DIV/0!"},{"$error":"#DIV/0!"},{"$error":"#DIV/0!"},{"$error":"#DIV/0!"},{"$error":"#DIV/0!"},{"$error":"#DIV/0!"},{"$error":"#DIV/0!"},{"$error":"#DIV/0!"},{"$error":"#DIV/0!"},{"$error":"#DIV/0!"},{"$error":"#DIV/0!"},{"$error":"#DIV/0!"},{"$error":"#DIV/0!"},{"$error":"#DIV/0!"},{"$error":"#DIV/0!"},{"$error":"#DIV/0!"},{"$error":"#DIV/0!"},{"$error":"#DIV/0!"},{"$error":"#DIV/0!"},{"$error":"#DIV/0!"},{"$error":"#DIV/0!"},{"$error":"#DIV/0!"},{"$error":"#DIV/0!"},{"$error":"#DIV/0!"},{"$error":"#DIV/0!"},{"$error":"#DIV/0!"},{"$error":"#DIV/0!"},{"$error":"#DIV/0!"},{"$error":"#DIV/0!"},{"$error":"#DIV/0!"},{"$error":"#DIV/0!"},{"$error":"#DIV/0!"},{"$error":"#DIV/0!"},{"$error":"#DIV/0!"},{"$error":"#DIV/0!"},{"$error":"#DIV/0!"},{"$error":"#DIV/0!"},{"$error":"#DIV/0!"},{"$error":"#DIV/0!"},{"$error":"#DIV/0!"},{"$error":"#DIV/0!"},{"$error":"#DIV/0!"},{"$error":"#DIV/0!"},{"$error":"#DIV/0!"},{"$error":"#DIV/0!"},{"$error":"#DIV/0!"},{"$error":"#DIV/0!"},{"$error":"#DIV/0!"},{"$error":"#DIV/0!"},{"$error":"#DIV/0!"},{"$error":"#DIV/0!"},{"$error":"#DIV/0!"},{"$error":"#DIV/0!"},{"$error":"#DIV/0!"},{"$error":"#DIV/0!"},{"$error":"#DIV/0!"},{"$error":"#DIV/0!"},{"$error":"#DIV/0!"},{"$error":"#DIV/0!"},{"$f":"JF529 + JF530 - JF531","v":{"$error":"#DIV/0!"}},{"$error":"#DIV/0!"},{"$error":"#DIV/0!"},{"$error":"#DIV/0!"},{"$error":"#DIV/0!"},{"$error":"#DIV/0!"},{"$error":"#DIV/0!"},{"$error":"#DIV/0!"},{"$error":"#DIV/0!"},{"$error":"#DIV/0!"},{"$error":"#DIV/0!"},{"$error":"#DIV/0!"},{"$error":"#DIV/0!"},{"$error":"#DIV/0!"},{"$error":"#DIV/0!"},{"$error":"#DIV/0!"},{"$error":"#DIV/0!"},{"$error":"#DIV/0!"},{"$error":"#DIV/0!"},{"$error":"#DIV/0!"},{"$error":"#DIV/0!"},{"$error":"#DIV/0!"},{"$error":"#DIV/0!"},{"$error":"#DIV/0!"},{"$error":"#DIV/0!"},{"$error":"#DIV/0!"},{"$error":"#DIV/0!"},{"$error":"#DIV/0!"},{"$error":"#DIV/0!"},{"$error":"#DIV/0!"},{"$error":"#DIV/0!"},{"$error":"#DIV/0!"},{"$error":"#DIV/0!"},{"$error":"#DIV/0!"},{"$error":"#DIV/0!"},{"$error":"#DIV/0!"},{"$error":"#DIV/0!"},{"$error":"#DIV/0!"},{"$error":"#DIV/0!"},{"$error":"#DIV/0!"},{"$error":"#DIV/0!"},{"$error":"#DIV/0!"},{"$error":"#DIV/0!"},{"$error":"#DIV/0!"},{"$error":"#DIV/0!"},{"$error":"#DIV/0!"},{"$error":"#DIV/0!"},{"$error":"#DIV/0!"},{"$error":"#DIV/0!"},{"$error":"#DIV/0!"},{"$error":"#DIV/0!"},{"$error":"#DIV/0!"},{"$error":"#DIV/0!"},{"$error":"#DIV/0!"},{"$error":"#DIV/0!"},{"$error":"#DIV/0!"},{"$error":"#DIV/0!"},{"$error":"#DIV/0!"},{"$error":"#DIV/0!"},{"$error":"#DIV/0!"},{"$error":"#DIV/0!"},{"$error":"#DIV/0!"},{"$error":"#DIV/0!"},{"$error":"#DIV/0!"},{"$f":"LR529 + LR530 - LR531","v":{"$error":"#DIV/0!"}},{"$error":"#DIV/0!"},{"$error":"#DIV/0!"},{"$error":"#DIV/0!"},{"$error":"#DIV/0!"},{"$error":"#DIV/0!"},{"$error":"#DIV/0!"},{"$error":"#DIV/0!"},{"$error":"#DIV/0!"},{"$error":"#DIV/0!"},{"$error":"#DIV/0!"},{"$error":"#DIV/0!"},{"$error":"#DIV/0!"},{"$error":"#DIV/0!"},{"$error":"#DIV/0!"},{"$error":"#DIV/0!"},{"$error":"#DIV/0!"},{"$error":"#DIV/0!"},{"$error":"#DIV/0!"},{"$error":"#DIV/0!"},{"$error":"#DIV/0!"},{"$error":"#DIV/0!"},{"$error":"#DIV/0!"},{"$error":"#DIV/0!"},{"$error":"#DIV/0!"},{"$error":"#DIV/0!"},{"$error":"#DIV/0!"},{"$error":"#DIV/0!"},{"$error":"#DIV/0!"},{"$error":"#DIV/0!"},{"$error":"#DIV/0!"},{"$error":"#DIV/0!"},{"$error":"#DIV/0!"},{"$error":"#DIV/0!"},{"$error":"#DIV/0!"},{"$error":"#DIV/0!"},{"$error":"#DIV/0!"},{"$error":"#DIV/0!"},{"$error":"#DIV/0!"},{"$error":"#DIV/0!"},{"$error":"#DIV/0!"},{"$error":"#DIV/0!"},{"$error":"#DIV/0!"},{"$error":"#DIV/0!"},{"$error":"#DIV/0!"},{"$error":"#DIV/0!"},{"$error":"#DIV/0!"},{"$error":"#DIV/0!"},{"$error":"#DIV/0!"},{"$error":"#DIV/0!"},{"$error":"#DIV/0!"},{"$error":"#DIV/0!"},{"$error":"#DIV/0!"},{"$error":"#DIV/0!"},{"$error":"#DIV/0!"},{"$error":"#DIV/0!"},{"$error":"#DIV/0!"},{"$error":"#DIV/0!"},{"$error":"#DIV/0!"},{"$error":"#DIV/0!"},{"$error":"#DIV/0!"},{"$error":"#DIV/0!"},{"$error":"#DIV/0!"},{"$error":"#DIV/0!"},{"$f":"OD529 + OD530 - OD531","v":{"$error":"#DIV/0!"}},{"$error":"#DIV/0!"},{"$error":"#DIV/0!"},{"$error":"#DIV/0!"},{"$error":"#DIV/0!"},{"$error":"#DIV/0!"},{"$error":"#DIV/0!"},{"$error":"#DIV/0!"},{"$error":"#DIV/0!"},{"$error":"#DIV/0!"},{"$error":"#DIV/0!"},{"$error":"#DIV/0!"},{"$error":"#DIV/0!"},{"$error":"#DIV/0!"},{"$error":"#DIV/0!"},{"$error":"#DIV/0!"},{"$error":"#DIV/0!"},{"$error":"#DIV/0!"},{"$error":"#DIV/0!"},{"$error":"#DIV/0!"},{"$error":"#DIV/0!"},{"$error":"#DIV/0!"},{"$error":"#DIV/0!"},{"$error":"#DIV/0!"},{"$error":"#DIV/0!"},{"$error":"#DIV/0!"},{"$error":"#DIV/0!"},{"$error":"#DIV/0!"},{"$error":"#DIV/0!"},{"$error":"#DIV/0!"},{"$error":"#DIV/0!"},{"$error":"#DIV/0!"},{"$error":"#DIV/0!"},{"$error":"#DIV/0!"},{"$error":"#DIV/0!"},{"$error":"#DIV/0!"},{"$error":"#DIV/0!"},{"$error":"#DIV/0!"},{"$error":"#DIV/0!"},{"$error":"#DIV/0!"},{"$error":"#DIV/0!"},{"$error":"#DIV/0!"},{"$error":"#DIV/0!"},{"$error":"#DIV/0!"},{"$error":"#DIV/0!"},{"$error":"#DIV/0!"},{"$error":"#DIV/0!"},{"$error":"#DIV/0!"},{"$error":"#DIV/0!"},{"$error":"#DIV/0!"},{"$error":"#DIV/0!"},{"$error":"#DIV/0!"},{"$error":"#DIV/0!"},{"$error":"#DIV/0!"},{"$error":"#DIV/0!"},{"$error":"#DIV/0!"},{"$error":"#DIV/0!"},{"$error":"#DIV/0!"},{"$error":"#DIV/0!"},{"$error":"#DIV/0!"},{"$error":"#DIV/0!"},{"$error":"#DIV/0!"},{"$error":"#DIV/0!"},{"$error":"#DIV/0!"},{"$f":"QP529 + QP530 - QP531","v":{"$error":"#DIV/0!"}},{"$error":"#DIV/0!"},{"$error":"#DIV/0!"},{"$error":"#DIV/0!"},{"$error":"#DIV/0!"},{"$error":"#DIV/0!"},{"$error":"#DIV/0!"},{"$error":"#DIV/0!"},{"$error":"#DIV/0!"},{"$error":"#DIV/0!"},{"$error":"#DIV/0!"},{"$error":"#DIV/0!"},{"$error":"#DIV/0!"},{"$error":"#DIV/0!"},{"$error":"#DIV/0!"},{"$error":"#DIV/0!"},{"$error":"#DIV/0!"},{"$error":"#DIV/0!"},{"$error":"#DIV/0!"},{"$error":"#DIV/0!"},{"$error":"#DIV/0!"},{"$error":"#DIV/0!"},{"$error":"#DIV/0!"},{"$error":"#DIV/0!"},{"$error":"#DIV/0!"},{"$error":"#DIV/0!"},{"$error":"#DIV/0!"},{"$error":"#DIV/0!"},{"$error":"#DIV/0!"},{"$error":"#DIV/0!"},{"$error":"#DIV/0!"},{"$error":"#DIV/0!"},{"$error":"#DIV/0!"},{"$error":"#DIV/0!"},{"$error":"#DIV/0!"},{"$error":"#DIV/0!"},{"$error":"#DIV/0!"},{"$error":"#DIV/0!"},{"$error":"#DIV/0!"},{"$error":"#DIV/0!"},{"$error":"#DIV/0!"},{"$error":"#DIV/0!"},{"$error":"#DIV/0!"},{"$error":"#DIV/0!"},{"$error":"#DIV/0!"},{"$error":"#DIV/0!"},{"$error":"#DIV/0!"},{"$error":"#DIV/0!"},{"$error":"#DIV/0!"},{"$error":"#DIV/0!"},{"$error":"#DIV/0!"},{"$error":"#DIV/0!"},{"$error":"#DIV/0!"},{"$error":"#DIV/0!"},{"$error":"#DIV/0!"},{"$error":"#DIV/0!"},{"$error":"#DIV/0!"},{"$error":"#DIV/0!"},{"$error":"#DIV/0!"},{"$error":"#DIV/0!"},{"$error":"#DIV/0!"},{"$error":"#DIV/0!"},{"$error":"#DIV/0!"},{"$error":"#DIV/0!"},{"$f":"TB529 + TB530 - TB531","v":{"$error":"#DIV/0!"}},{"$error":"#DIV/0!"},{"$error":"#DIV/0!"},{"$error":"#DIV/0!"},{"$error":"#DIV/0!"},{"$error":"#DIV/0!"},{"$error":"#DIV/0!"},{"$error":"#DIV/0!"},{"$error":"#DIV/0!"},{"$error":"#DIV/0!"},{"$error":"#DIV/0!"},{"$error":"#DIV/0!"},{"$error":"#DIV/0!"},{"$error":"#DIV/0!"},{"$error":"#DIV/0!"},{"$error":"#DIV/0!"},{"$error":"#DIV/0!"},{"$error":"#DIV/0!"},{"$error":"#DIV/0!"},{"$error":"#DIV/0!"},{"$error":"#DIV/0!"},{"$error":"#DIV/0!"},{"$error":"#DIV/0!"},{"$error":"#DIV/0!"},{"$error":"#DIV/0!"},{"$error":"#DIV/0!"},{"$error":"#DIV/0!"},{"$error":"#DIV/0!"},{"$error":"#DIV/0!"},{"$error":"#DIV/0!"},{"$error":"#DIV/0!"},{"$error":"#DIV/0!"},{"$error":"#DIV/0!"},{"$error":"#DIV/0!"},{"$error":"#DIV/0!"},{"$error":"#DIV/0!"},{"$error":"#DIV/0!"},{"$error":"#DIV/0!"},{"$error":"#DIV/0!"},{"$error":"#DIV/0!"},{"$error":"#DIV/0!"},{"$error":"#DIV/0!"},{"$error":"#DIV/0!"},{"$error":"#DIV/0!"},{"$error":"#DIV/0!"},{"$error":"#DIV/0!"},{"$error":"#DIV/0!"},{"$error":"#DIV/0!"},{"$error":"#DIV/0!"},{"$error":"#DIV/0!"},{"$error":"#DIV/0!"},{"$error":"#DIV/0!"},{"$error":"#DIV/0!"},{"$error":"#DIV/0!"},{"$error":"#DIV/0!"},{"$error":"#DIV/0!"},{"$error":"#DIV/0!"},{"$error":"#DIV/0!"},{"$error":"#DIV/0!"},{"$error":"#DIV/0!"},{"$error":"#DIV/0!"},{"$error":"#DIV/0!"},{"$error":"#DIV/0!"},{"$error":"#DIV/0!"},{"$f":"VN529 + VN530 - VN531","v":{"$error":"#DIV/0!"}},{"$error":"#DIV/0!"},{"$error":"#DIV/0!"},{"$error":"#DIV/0!"},{"$error":"#DIV/0!"},{"$error":"#DIV/0!"},{"$error":"#DIV/0!"},{"$error":"#DIV/0!"},{"$error":"#DIV/0!"},{"$error":"#DIV/0!"},{"$error":"#DIV/0!"},{"$error":"#DIV/0!"},{"$error":"#DIV/0!"},{"$error":"#DIV/0!"},{"$error":"#DIV/0!"},{"$error":"#DIV/0!"},{"$error":"#DIV/0!"},{"$error":"#DIV/0!"},{"$error":"#DIV/0!"},{"$error":"#DIV/0!"},{"$error":"#DIV/0!"},{"$error":"#DIV/0!"},{"$error":"#DIV/0!"},{"$error":"#DIV/0!"},{"$error":"#DIV/0!"},{"$error":"#DIV/0!"},{"$error":"#DIV/0!"},{"$error":"#DIV/0!"},{"$error":"#DIV/0!"},{"$error":"#DIV/0!"},{"$error":"#DIV/0!"},{"$error":"#DIV/0!"},{"$error":"#DIV/0!"},{"$error":"#DIV/0!"},{"$error":"#DIV/0!"},{"$error":"#DIV/0!"},{"$error":"#DIV/0!"},{"$error":"#DIV/0!"},{"$error":"#DIV/0!"},{"$error":"#DIV/0!"},{"$error":"#DIV/0!"},{"$error":"#DIV/0!"},{"$error":"#DIV/0!"},{"$error":"#DIV/0!"},{"$error":"#DIV/0!"},{"$error":"#DIV/0!"},{"$error":"#DIV/0!"},{"$error":"#DIV/0!"},{"$error":"#DIV/0!"},{"$error":"#DIV/0!"},{"$error":"#DIV/0!"},{"$error":"#DIV/0!"},{"$error":"#DIV/0!"},{"$error":"#DIV/0!"},{"$error":"#DIV/0!"},{"$error":"#DIV/0!"},{"$error":"#DIV/0!"},{"$error":"#DIV/0!"},{"$error":"#DIV/0!"},{"$error":"#DIV/0!"},{"$error":"#DIV/0!"},{"$error":"#DIV/0!"},{"$error":"#DIV/0!"},{"$error":"#DIV/0!"},{"$f":"XZ529 + XZ530 - XZ531","v":{"$error":"#DIV/0!"}},{"$error":"#DIV/0!"},{"$error":"#DIV/0!"},{"$error":"#DIV/0!"},{"$error":"#DIV/0!"},{"$error":"#DIV/0!"},{"$error":"#DIV/0!"},{"$error":"#DIV/0!"},{"$error":"#DIV/0!"},{"$error":"#DIV/0!"},{"$error":"#DIV/0!"},{"$error":"#DIV/0!"},{"$error":"#DIV/0!"},{"$error":"#DIV/0!"},{"$error":"#DIV/0!"},{"$error":"#DIV/0!"},{"$error":"#DIV/0!"},{"$error":"#DIV/0!"},{"$error":"#DIV/0!"},{"$error":"#DIV/0!"},{"$error":"#DIV/0!"},{"$error":"#DIV/0!"},{"$error":"#DIV/0!"},{"$error":"#DIV/0!"},{"$error":"#DIV/0!"},{"$error":"#DIV/0!"},{"$error":"#DIV/0!"},{"$error":"#DIV/0!"},{"$error":"#DIV/0!"},{"$error":"#DIV/0!"},{"$error":"#DIV/0!"},{"$error":"#DIV/0!"},{"$error":"#DIV/0!"},{"$error":"#DIV/0!"},{"$error":"#DIV/0!"},{"$error":"#DIV/0!"},{"$error":"#DIV/0!"},{"$error":"#DIV/0!"},{"$error":"#DIV/0!"},{"$error":"#DIV/0!"},{"$error":"#DIV/0!"},{"$error":"#DIV/0!"},{"$error":"#DIV/0!"},{"$error":"#DIV/0!"},{"$error":"#DIV/0!"},{"$error":"#DIV/0!"},{"$error":"#DIV/0!"},{"$error":"#DIV/0!"},{"$error":"#DIV/0!"},{"$error":"#DIV/0!"},{"$error":"#DIV/0!"},{"$error":"#DIV/0!"},{"$error":"#DIV/0!"},{"$error":"#DIV/0!"},{"$error":"#DIV/0!"},{"$error":"#DIV/0!"},{"$error":"#DIV/0!"},{"$error":"#DIV/0!"},{"$error":"#DIV/0!"},{"$error":"#DIV/0!"},{"$error":"#DIV/0!"},{"$error":"#DIV/0!"},{"$error":"#DIV/0!"},{"$error":"#DIV/0!"},{"$f":"AAL529 + AAL530 - AAL531","v":{"$error":"#DIV/0!"}},{"$error":"#DIV/0!"},{"$error":"#DIV/0!"},{"$error":"#DIV/0!"},{"$error":"#DIV/0!"},{"$error":"#DIV/0!"},{"$error":"#DIV/0!"},{"$error":"#DIV/0!"},{"$error":"#DIV/0!"},{"$error":"#DIV/0!"},{"$error":"#DIV/0!"},{"$error":"#DIV/0!"},{"$error":"#DIV/0!"},{"$error":"#DIV/0!"},{"$error":"#DIV/0!"},{"$error":"#DIV/0!"},{"$error":"#DIV/0!"},{"$error":"#DIV/0!"},{"$error":"#DIV/0!"},{"$error":"#DIV/0!"},{"$error":"#DIV/0!"},{"$error":"#DIV/0!"},{"$error":"#DIV/0!"},{"$error":"#DIV/0!"},{"$error":"#DIV/0!"},{"$error":"#DIV/0!"},{"$error":"#DIV/0!"},{"$error":"#DIV/0!"},{"$error":"#DIV/0!"},{"$error":"#DIV/0!"},{"$error":"#DIV/0!"},{"$error":"#DIV/0!"},{"$error":"#DIV/0!"},{"$error":"#DIV/0!"},{"$error":"#DIV/0!"},{"$error":"#DIV/0!"},{"$error":"#DIV/0!"},{"$error":"#DIV/0!"},{"$error":"#DIV/0!"},{"$error":"#DIV/0!"},{"$error":"#DIV/0!"},{"$error":"#DIV/0!"},{"$error":"#DIV/0!"},{"$error":"#DIV/0!"},{"$error":"#DIV/0!"},{"$error":"#DIV/0!"},{"$error":"#DIV/0!"},{"$error":"#DIV/0!"},{"$error":"#DIV/0!"},{"$error":"#DIV/0!"},{"$error":"#DIV/0!"},{"$error":"#DIV/0!"},{"$error":"#DIV/0!"},{"$error":"#DIV/0!"},{"$error":"#DIV/0!"},{"$error":"#DIV/0!"},{"$error":"#DIV/0!"},{"$error":"#DIV/0!"},{"$error":"#DIV/0!"},{"$error":"#DIV/0!"},{"$error":"#DIV/0!"},{"$error":"#DIV/0!"},{"$error":"#DIV/0!"},{"$error":"#DIV/0!"},{"$f":"ACX529 + ACX530 - ACX531","v":{"$error":"#DIV/0!"}},{"$error":"#DIV/0!"},{"$error":"#DIV/0!"},{"$error":"#DIV/0!"},{"$error":"#DIV/0!"},{"$error":"#DIV/0!"},{"$error":"#DIV/0!"},{"$error":"#DIV/0!"},{"$error":"#DIV/0!"},{"$error":"#DIV/0!"},{"$error":"#DIV/0!"},{"$error":"#DIV/0!"},{"$error":"#DIV/0!"},{"$error":"#DIV/0!"},{"$error":"#DIV/0!"},{"$error":"#DIV/0!"},{"$error":"#DIV/0!"},{"$error":"#DIV/0!"},{"$error":"#DIV/0!"},{"$error":"#DIV/0!"},{"$error":"#DIV/0!"},{"$error":"#DIV/0!"},{"$error":"#DIV/0!"},{"$error":"#DIV/0!"},{"$error":"#DIV/0!"},{"$error":"#DIV/0!"},{"$error":"#DIV/0!"},{"$error":"#DIV/0!"},{"$error":"#DIV/0!"},{"$error":"#DIV/0!"},{"$error":"#DIV/0!"},{"$error":"#DIV/0!"},{"$error":"#DIV/0!"},{"$error":"#DIV/0!"},{"$error":"#DIV/0!"},{"$error":"#DIV/0!"},{"$error":"#DIV/0!"},{"$error":"#DIV/0!"},{"$error":"#DIV/0!"},{"$error":"#DIV/0!"},{"$error":"#DIV/0!"},{"$error":"#DIV/0!"},{"$error":"#DIV/0!"},{"$error":"#DIV/0!"},{"$error":"#DIV/0!"},{"$error":"#DIV/0!"},{"$error":"#DIV/0!"},{"$error":"#DIV/0!"},{"$error":"#DIV/0!"},{"$error":"#DIV/0!"},{"$error":"#DIV/0!"},{"$error":"#DIV/0!"},{"$error":"#DIV/0!"},{"$error":"#DIV/0!"},{"$error":"#DIV/0!"},{"$error":"#DIV/0!"},{"$error":"#DIV/0!"},{"$error":"#DIV/0!"},{"$error":"#DIV/0!"},{"$error":"#DIV/0!"},{"$error":"#DIV/0!"},{"$error":"#DIV/0!"},{"$error":"#DIV/0!"},{"$error":"#DIV/0!"},{"$f":"AFJ529 + AFJ530 - AFJ531","v":{"$error":"#DIV/0!"}},{"$error":"#DIV/0!"},{"$error":"#DIV/0!"},{"$error":"#DIV/0!"},{"$error":"#DIV/0!"},{"$error":"#DIV/0!"},{"$error":"#DIV/0!"},{"$error":"#DIV/0!"},{"$error":"#DIV/0!"},{"$error":"#DIV/0!"},{"$error":"#DIV/0!"},{"$error":"#DIV/0!"},{"$error":"#DIV/0!"},{"$error":"#DIV/0!"},{"$error":"#DIV/0!"},{"$error":"#DIV/0!"},{"$error":"#DIV/0!"},{"$error":"#DIV/0!"},{"$error":"#DIV/0!"},{"$error":"#DIV/0!"},{"$error":"#DIV/0!"},{"$error":"#DIV/0!"},{"$error":"#DIV/0!"},{"$error":"#DIV/0!"},{"$error":"#DIV/0!"},{"$error":"#DIV/0!"},{"$error":"#DIV/0!"},{"$error":"#DIV/0!"},{"$error":"#DIV/0!"},{"$error":"#DIV/0!"},{"$error":"#DIV/0!"},{"$error":"#DIV/0!"},{"$error":"#DIV/0!"},{"$error":"#DIV/0!"},{"$error":"#DIV/0!"},{"$error":"#DIV/0!"},{"$error":"#DIV/0!"},{"$error":"#DIV/0!"},{"$error":"#DIV/0!"},{"$error":"#DIV/0!"},{"$error":"#DIV/0!"},{"$error":"#DIV/0!"},{"$error":"#DIV/0!"},{"$error":"#DIV/0!"},{"$error":"#DIV/0!"},{"$error":"#DIV/0!"},{"$error":"#DIV/0!"},{"$error":"#DIV/0!"},{"$error":"#DIV/0!"},{"$error":"#DIV/0!"},{"$error":"#DIV/0!"},{"$error":"#DIV/0!"},{"$error":"#DIV/0!"},{"$error":"#DIV/0!"},{"$error":"#DIV/0!"},{"$error":"#DIV/0!"},{"$error":"#DIV/0!"},{"$error":"#DIV/0!"},{"$error":"#DIV/0!"},{"$error":"#DIV/0!"},{"$error":"#DIV/0!"},{"$error":"#DIV/0!"},{"$error":"#DIV/0!"},{"$error":"#DIV/0!"},{"$f":"AHV529 + AHV530 - AHV531","v":{"$error":"#DIV/0!"}},{"$error":"#DIV/0!"},{"$error":"#DIV/0!"},{"$error":"#DIV/0!"},{"$error":"#DIV/0!"},{"$error":"#DIV/0!"},{"$error":"#DIV/0!"},{"$error":"#DIV/0!"},{"$error":"#DIV/0!"},{"$error":"#DIV/0!"},{"$error":"#DIV/0!"},{"$error":"#DIV/0!"},{"$error":"#DIV/0!"},{"$error":"#DIV/0!"},{"$error":"#DIV/0!"},{"$error":"#DIV/0!"},{"$error":"#DIV/0!"},{"$error":"#DIV/0!"},{"$error":"#DIV/0!"},{"$error":"#DIV/0!"},{"$error":"#DIV/0!"},{"$error":"#DIV/0!"},{"$error":"#DIV/0!"},{"$error":"#DIV/0!"},{"$error":"#DIV/0!"},{"$error":"#DIV/0!"},{"$error":"#DIV/0!"},{"$error":"#DIV/0!"},{"$error":"#DIV/0!"},{"$error":"#DIV/0!"},{"$error":"#DIV/0!"},{"$error":"#DIV/0!"},{"$error":"#DIV/0!"},{"$error":"#DIV/0!"},{"$error":"#DIV/0!"},{"$error":"#DIV/0!"},{"$error":"#DIV/0!"},{"$error":"#DIV/0!"},{"$error":"#DIV/0!"},{"$error":"#DIV/0!"},{"$error":"#DIV/0!"},{"$error":"#DIV/0!"},{"$error":"#DIV/0!"},{"$error":"#DIV/0!"},{"$error":"#DIV/0!"},{"$error":"#DIV/0!"},{"$error":"#DIV/0!"},{"$error":"#DIV/0!"},{"$error":"#DIV/0!"},{"$error":"#DIV/0!"},{"$error":"#DIV/0!"},{"$error":"#DIV/0!"},{"$error":"#DIV/0!"},{"$error":"#DIV/0!"},{"$error":"#DIV/0!"},{"$error":"#DIV/0!"},{"$error":"#DIV/0!"},{"$error":"#DIV/0!"},{"$error":"#DIV/0!"},{"$error":"#DIV/0!"},{"$error":"#DIV/0!"},{"$error":"#DIV/0!"},{"$error":"#DIV/0!"},{"$error":"#DIV/0!"},{"$f":"AKH529 + AKH530 - AKH531","v":{"$error":"#DIV/0!"}},{"$error":"#DIV/0!"},{"$error":"#DIV/0!"},{"$error":"#DIV/0!"},{"$error":"#DIV/0!"},{"$error":"#DIV/0!"},{"$error":"#DIV/0!"},{"$error":"#DIV/0!"},{"$error":"#DIV/0!"},{"$error":"#DIV/0!"},{"$error":"#DIV/0!"},{"$error":"#DIV/0!"},{"$error":"#DIV/0!"},{"$error":"#DIV/0!"},{"$error":"#DIV/0!"},{"$error":"#DIV/0!"},{"$error":"#DIV/0!"},{"$error":"#DIV/0!"},{"$error":"#DIV/0!"},{"$error":"#DIV/0!"},{"$error":"#DIV/0!"},{"$error":"#DIV/0!"},{"$error":"#DIV/0!"},{"$error":"#DIV/0!"},{"$error":"#DIV/0!"},{"$error":"#DIV/0!"},{"$error":"#DIV/0!"},{"$error":"#DIV/0!"},{"$error":"#DIV/0!"},{"$error":"#DIV/0!"},{"$error":"#DIV/0!"},{"$error":"#DIV/0!"},{"$error":"#DIV/0!"},{"$error":"#DIV/0!"},{"$error":"#DIV/0!"},{"$error":"#DIV/0!"},{"$error":"#DIV/0!"},{"$error":"#DIV/0!"},{"$error":"#DIV/0!"},{"$error":"#DIV/0!"},{"$error":"#DIV/0!"},{"$error":"#DIV/0!"},{"$error":"#DIV/0!"},{"$error":"#DIV/0!"},{"$error":"#DIV/0!"},{"$error":"#DIV/0!"},{"$error":"#DIV/0!"},{"$error":"#DIV/0!"},{"$error":"#DIV/0!"},{"$error":"#DIV/0!"},{"$error":"#DIV/0!"},{"$error":"#DIV/0!"},{"$error":"#DIV/0!"},{"$error":"#DIV/0!"},{"$error":"#DIV/0!"},{"$error":"#DIV/0!"},{"$error":"#DIV/0!"},{"$error":"#DIV/0!"},{"$error":"#DIV/0!"},{"$error":"#DIV/0!"},{"$error":"#DIV/0!"},{"$error":"#DIV/0!"},{"$error":"#DIV/0!"},{"$error":"#DIV/0!"},{"$f":"AMT529 + AMT530 - AMT531","v":{"$error":"#DIV/0!"}},{"$error":"#DIV/0!"},{"$error":"#DIV/0!"},{"$error":"#DIV/0!"},{"$error":"#DIV/0!"},{"$error":"#DIV/0!"},{"$error":"#DIV/0!"},{"$error":"#DIV/0!"},{"$error":"#DIV/0!"},{"$error":"#DIV/0!"},{"$error":"#DIV/0!"},{"$error":"#DIV/0!"},{"$error":"#DIV/0!"},{"$error":"#DIV/0!"},{"$error":"#DIV/0!"},{"$error":"#DIV/0!"},{"$error":"#DIV/0!"},{"$error":"#DIV/0!"},{"$error":"#DIV/0!"},{"$error":"#DIV/0!"},{"$error":"#DIV/0!"},{"$error":"#DIV/0!"},{"$error":"#DIV/0!"},{"$error":"#DIV/0!"},{"$error":"#DIV/0!"},{"$error":"#DIV/0!"},{"$error":"#DIV/0!"},{"$error":"#DIV/0!"},{"$error":"#DIV/0!"},{"$error":"#DIV/0!"},{"$error":"#DIV/0!"},{"$error":"#DIV/0!"},{"$error":"#DIV/0!"},{"$error":"#DIV/0!"},{"$error":"#DIV/0!"},{"$error":"#DIV/0!"},{"$error":"#DIV/0!"},{"$error":"#DIV/0!"},{"$error":"#DIV/0!"},{"$error":"#DIV/0!"},{"$error":"#DIV/0!"},{"$error":"#DIV/0!"},{"$error":"#DIV/0!"},{"$error":"#DIV/0!"},{"$error":"#DIV/0!"},{"$error":"#DIV/0!"},{"$error":"#DIV/0!"},{"$error":"#DIV/0!"},{"$error":"#DIV/0!"},{"$error":"#DIV/0!"},{"$error":"#DIV/0!"},{"$error":"#DIV/0!"},{"$error":"#DIV/0!"},{"$error":"#DIV/0!"},{"$error":"#DIV/0!"},{"$error":"#DIV/0!"},{"$error":"#DIV/0!"},{"$error":"#DIV/0!"},{"$error":"#DIV/0!"},{"$error":"#DIV/0!"},{"$error":"#DIV/0!"},{"$error":"#DIV/0!"},{"$error":"#DIV/0!"},{"$error":"#DIV/0!"},{"$f":"APF529 + APF530 - APF531","v":{"$error":"#DIV/0!"}},{"$error":"#DIV/0!"},{"$error":"#DIV/0!"},{"$error":"#DIV/0!"},{"$error":"#DIV/0!"},{"$error":"#DIV/0!"},{"$error":"#DIV/0!"},{"$error":"#DIV/0!"},{"$error":"#DIV/0!"},{"$error":"#DIV/0!"},{"$error":"#DIV/0!"},{"$error":"#DIV/0!"},{"$error":"#DIV/0!"},{"$error":"#DIV/0!"},{"$error":"#DIV/0!"},{"$error":"#DIV/0!"},{"$error":"#DIV/0!"},{"$error":"#DIV/0!"},{"$error":"#DIV/0!"},{"$error":"#DIV/0!"},{"$error":"#DIV/0!"},{"$error":"#DIV/0!"},{"$error":"#DIV/0!"},{"$error":"#DIV/0!"},{"$error":"#DIV/0!"},{"$error":"#DIV/0!"},{"$error":"#DIV/0!"},{"$error":"#DIV/0!"},{"$error":"#DIV/0!"},{"$error":"#DIV/0!"},{"$error":"#DIV/0!"},{"$error":"#DIV/0!"},{"$error":"#DIV/0!"},{"$error":"#DIV/0!"},{"$error":"#DIV/0!"},{"$error":"#DIV/0!"},{"$error":"#DIV/0!"},{"$error":"#DIV/0!"},{"$error":"#DIV/0!"},{"$error":"#DIV/0!"},{"$error":"#DIV/0!"},{"$error":"#DIV/0!"},{"$error":"#DIV/0!"},{"$error":"#DIV/0!"},{"$error":"#DIV/0!"},{"$error":"#DIV/0!"},{"$error":"#DIV/0!"},{"$error":"#DIV/0!"},{"$error":"#DIV/0!"},{"$error":"#DIV/0!"},{"$error":"#DIV/0!"},{"$error":"#DIV/0!"},{"$error":"#DIV/0!"},{"$error":"#DIV/0!"},{"$error":"#DIV/0!"},{"$error":"#DIV/0!"},{"$error":"#DIV/0!"},{"$error":"#DIV/0!"},{"$error":"#DIV/0!"},{"$error":"#DIV/0!"},{"$error":"#DIV/0!"},{"$error":"#DIV/0!"},{"$error":"#DIV/0!"},{"$error":"#DIV/0!"},{"$f":"ARR529 + ARR530 - ARR531","v":{"$error":"#DIV/0!"}},{"$error":"#DIV/0!"},{"$error":"#DIV/0!"},{"$error":"#DIV/0!"},{"$error":"#DIV/0!"},{"$error":"#DIV/0!"},{"$error":"#DIV/0!"},{"$error":"#DIV/0!"},{"$error":"#DIV/0!"},{"$error":"#DIV/0!"},{"$error":"#DIV/0!"},{"$error":"#DIV/0!"},{"$error":"#DIV/0!"},{"$error":"#DIV/0!"},{"$error":"#DIV/0!"},{"$error":"#DIV/0!"},{"$error":"#DIV/0!"},{"$error":"#DIV/0!"},{"$error":"#DIV/0!"},{"$error":"#DIV/0!"},{"$error":"#DIV/0!"},{"$error":"#DIV/0!"},{"$error":"#DIV/0!"},{"$error":"#DIV/0!"},{"$error":"#DIV/0!"},{"$error":"#DIV/0!"},{"$error":"#DIV/0!"},{"$error":"#DIV/0!"},{"$error":"#DIV/0!"},{"$error":"#DIV/0!"},{"$error":"#DIV/0!"},{"$error":"#DIV/0!"},{"$error":"#DIV/0!"},{"$error":"#DIV/0!"},{"$error":"#DIV/0!"},{"$error":"#DIV/0!"},{"$error":"#DIV/0!"},{"$error":"#DIV/0!"},{"$error":"#DIV/0!"},{"$error":"#DIV/0!"},{"$error":"#DIV/0!"},{"$error":"#DIV/0!"},{"$error":"#DIV/0!"},{"$error":"#DIV/0!"},{"$error":"#DIV/0!"},{"$error":"#DIV/0!"},{"$error":"#DIV/0!"},{"$error":"#DIV/0!"},{"$error":"#DIV/0!"},{"$error":"#DIV/0!"},{"$error":"#DIV/0!"},{"$error":"#DIV/0!"},{"$error":"#DIV/0!"},{"$error":"#DIV/0!"},{"$error":"#DIV/0!"},{"$error":"#DIV/0!"},{"$error":"#DIV/0!"},{"$error":"#DIV/0!"},{"$error":"#DIV/0!"},{"$error":"#DIV/0!"},{"$error":"#DIV/0!"},{"$error":"#DIV/0!"},{"$error":"#DIV/0!"},{"$error":"#DIV/0!"},{"$f":"AUD529 + AUD530 - AUD531","v":{"$error":"#DIV/0!"}},{"$error":"#DIV/0!"},{"$error":"#DIV/0!"},{"$error":"#DIV/0!"},{"$error":"#DIV/0!"},{"$error":"#DIV/0!"},{"$error":"#DIV/0!"},{"$error":"#DIV/0!"},{"$error":"#DIV/0!"},{"$error":"#DIV/0!"},{"$error":"#DIV/0!"},{"$error":"#DIV/0!"},{"$error":"#DIV/0!"},{"$error":"#DIV/0!"},{"$error":"#DIV/0!"},{"$error":"#DIV/0!"},{"$error":"#DIV/0!"},{"$error":"#DIV/0!"},{"$error":"#DIV/0!"},{"$error":"#DIV/0!"},{"$error":"#DIV/0!"},{"$error":"#DIV/0!"},{"$error":"#DIV/0!"},{"$error":"#DIV/0!"},{"$error":"#DIV/0!"},{"$error":"#DIV/0!"},{"$error":"#DIV/0!"},{"$error":"#DIV/0!"},{"$error":"#DIV/0!"},{"$error":"#DIV/0!"},{"$error":"#DIV/0!"},{"$error":"#DIV/0!"},{"$error":"#DIV/0!"},{"$error":"#DIV/0!"},{"$error":"#DIV/0!"},{"$error":"#DIV/0!"},{"$error":"#DIV/0!"},{"$error":"#DIV/0!"},{"$error":"#DIV/0!"},{"$error":"#DIV/0!"},{"$error":"#DIV/0!"},{"$error":"#DIV/0!"},{"$error":"#DIV/0!"},{"$error":"#DIV/0!"},{"$error":"#DIV/0!"},{"$error":"#DIV/0!"},{"$error":"#DIV/0!"},{"$error":"#DIV/0!"},{"$error":"#DIV/0!"},{"$error":"#DIV/0!"},{"$error":"#DIV/0!"},{"$error":"#DIV/0!"},{"$error":"#DIV/0!"},{"$error":"#DIV/0!"},{"$error":"#DIV/0!"},{"$error":"#DIV/0!"},{"$error":"#DIV/0!"},{"$error":"#DIV/0!"},{"$error":"#DIV/0!"},{"$error":"#DIV/0!"},{"$error":"#DIV/0!"},{"$error":"#DIV/0!"},{"$error":"#DIV/0!"},{"$error":"#DIV/0!"},{"$f":"AWP529 + AWP530 - AWP531","v":{"$error":"#DIV/0!"}},{"$error":"#DIV/0!"},{"$error":"#DIV/0!"},{"$error":"#DIV/0!"},{"$error":"#DIV/0!"},{"$error":"#DIV/0!"},{"$error":"#DIV/0!"},{"$error":"#DIV/0!"},{"$error":"#DIV/0!"},{"$error":"#DIV/0!"},{"$error":"#DIV/0!"},{"$error":"#DIV/0!"},{"$error":"#DIV/0!"},{"$error":"#DIV/0!"},{"$error":"#DIV/0!"},{"$error":"#DIV/0!"},{"$error":"#DIV/0!"},{"$error":"#DIV/0!"},{"$error":"#DIV/0!"},{"$error":"#DIV/0!"},{"$error":"#DIV/0!"},{"$error":"#DIV/0!"},{"$error":"#DIV/0!"},{"$error":"#DIV/0!"},{"$error":"#DIV/0!"},{"$error":"#DIV/0!"},{"$error":"#DIV/0!"},{"$error":"#DIV/0!"},{"$error":"#DIV/0!"},{"$error":"#DIV/0!"},{"$error":"#DIV/0!"},{"$error":"#DIV/0!"},{"$error":"#DIV/0!"},{"$error":"#DIV/0!"},{"$error":"#DIV/0!"},{"$error":"#DIV/0!"},{"$error":"#DIV/0!"},{"$error":"#DIV/0!"},{"$error":"#DIV/0!"},{"$error":"#DIV/0!"},{"$error":"#DIV/0!"},{"$error":"#DIV/0!"},{"$error":"#DIV/0!"},{"$error":"#DIV/0!"},{"$error":"#DIV/0!"},{"$error":"#DIV/0!"},{"$error":"#DIV/0!"},{"$error":"#DIV/0!"},{"$error":"#DIV/0!"},{"$error":"#DIV/0!"},{"$error":"#DIV/0!"},{"$error":"#DIV/0!"},{"$error":"#DIV/0!"},{"$error":"#DIV/0!"},{"$error":"#DIV/0!"},{"$error":"#DIV/0!"},{"$error":"#DIV/0!"},{"$error":"#DIV/0!"},{"$error":"#DIV/0!"},{"$error":"#DIV/0!"},{"$error":"#DIV/0!"},{"$error":"#DIV/0!"},{"$error":"#DIV/0!"},{"$error":"#DIV/0!"},{"$f":"AZB529 + AZB530 - AZB531","v":{"$error":"#DIV/0!"}},{"$error":"#DIV/0!"},{"$error":"#DIV/0!"},{"$error":"#DIV/0!"},{"$error":"#DIV/0!"},{"$error":"#DIV/0!"},{"$error":"#DIV/0!"},{"$error":"#DIV/0!"},{"$error":"#DIV/0!"},{"$error":"#DIV/0!"},{"$error":"#DIV/0!"},{"$error":"#DIV/0!"},{"$error":"#DIV/0!"},{"$error":"#DIV/0!"},{"$error":"#DIV/0!"},{"$error":"#DIV/0!"},{"$error":"#DIV/0!"},{"$error":"#DIV/0!"},{"$error":"#DIV/0!"},{"$error":"#DIV/0!"},{"$error":"#DIV/0!"},{"$error":"#DIV/0!"},{"$error":"#DIV/0!"},{"$error":"#DIV/0!"},{"$error":"#DIV/0!"},{"$error":"#DIV/0!"},{"$error":"#DIV/0!"},{"$error":"#DIV/0!"},{"$error":"#DIV/0!"},{"$error":"#DIV/0!"},{"$error":"#DIV/0!"},{"$error":"#DIV/0!"},{"$error":"#DIV/0!"},{"$error":"#DIV/0!"},{"$error":"#DIV/0!"},{"$error":"#DIV/0!"},{"$error":"#DIV/0!"},{"$error":"#DIV/0!"},{"$error":"#DIV/0!"},{"$error":"#DIV/0!"},{"$error":"#DIV/0!"},{"$error":"#DIV/0!"},{"$error":"#DIV/0!"},{"$error":"#DIV/0!"},{"$error":"#DIV/0!"},{"$error":"#DIV/0!"},{"$error":"#DIV/0!"},{"$error":"#DIV/0!"},{"$error":"#DIV/0!"},{"$error":"#DIV/0!"},{"$error":"#DIV/0!"},{"$error":"#DIV/0!"},{"$error":"#DIV/0!"},{"$error":"#DIV/0!"},{"$error":"#DIV/0!"},{"$error":"#DIV/0!"},{"$error":"#DIV/0!"},{"$error":"#DIV/0!"},{"$error":"#DIV/0!"},{"$error":"#DIV/0!"},{"$error":"#DIV/0!"},{"$error":"#DIV/0!"},{"$error":"#DIV/0!"},{"$error":"#DIV/0!"},{"$f":"BBN529 + BBN530 - BBN531","v":{"$error":"#DIV/0!"}},{"$error":"#DIV/0!"},{"$error":"#DIV/0!"},{"$error":"#DIV/0!"},{"$error":"#DIV/0!"},{"$error":"#DIV/0!"},{"$error":"#DIV/0!"},{"$error":"#DIV/0!"},{"$error":"#DIV/0!"},{"$error":"#DIV/0!"},{"$error":"#DIV/0!"},{"$error":"#DIV/0!"},{"$error":"#DIV/0!"},{"$error":"#DIV/0!"},{"$error":"#DIV/0!"},{"$error":"#DIV/0!"},{"$error":"#DIV/0!"},{"$error":"#DIV/0!"},{"$error":"#DIV/0!"},{"$error":"#DIV/0!"},{"$error":"#DIV/0!"},{"$error":"#DIV/0!"},{"$error":"#DIV/0!"},{"$error":"#DIV/0!"},{"$error":"#DIV/0!"},{"$error":"#DIV/0!"},{"$error":"#DIV/0!"},{"$error":"#DIV/0!"},{"$error":"#DIV/0!"},{"$error":"#DIV/0!"},{"$error":"#DIV/0!"},{"$error":"#DIV/0!"},{"$error":"#DIV/0!"},{"$error":"#DIV/0!"},{"$error":"#DIV/0!"},{"$error":"#DIV/0!"},{"$error":"#DIV/0!"},{"$error":"#DIV/0!"},{"$error":"#DIV/0!"},{"$error":"#DIV/0!"},{"$error":"#DIV/0!"},{"$error":"#DIV/0!"},{"$error":"#DIV/0!"},{"$error":"#DIV/0!"},{"$error":"#DIV/0!"},{"$error":"#DIV/0!"},{"$error":"#DIV/0!"},{"$error":"#DIV/0!"},{"$error":"#DIV/0!"},{"$error":"#DIV/0!"},{"$error":"#DIV/0!"},{"$error":"#DIV/0!"},{"$error":"#DIV/0!"},{"$error":"#DIV/0!"},{"$error":"#DIV/0!"},{"$error":"#DIV/0!"},{"$error":"#DIV/0!"},{"$error":"#DIV/0!"},{"$error":"#DIV/0!"},{"$error":"#DIV/0!"},{"$error":"#DIV/0!"},{"$error":"#DIV/0!"},{"$error":"#DIV/0!"},{"$error":"#DIV/0!"},{"$f":"BDZ529 + BDZ530 - BDZ531","v":{"$error":"#DIV/0!"}},{"$error":"#DIV/0!"},{"$error":"#DIV/0!"},{"$error":"#DIV/0!"},{"$error":"#DIV/0!"},{"$error":"#DIV/0!"},{"$error":"#DIV/0!"},{"$error":"#DIV/0!"},{"$error":"#DIV/0!"},{"$error":"#DIV/0!"},{"$error":"#DIV/0!"},{"$error":"#DIV/0!"},{"$error":"#DIV/0!"},{"$error":"#DIV/0!"},{"$error":"#DIV/0!"},{"$error":"#DIV/0!"},{"$error":"#DIV/0!"},{"$error":"#DIV/0!"},{"$error":"#DIV/0!"},{"$error":"#DIV/0!"},{"$error":"#DIV/0!"},{"$error":"#DIV/0!"},{"$error":"#DIV/0!"},{"$error":"#DIV/0!"},{"$error":"#DIV/0!"},{"$error":"#DIV/0!"},{"$error":"#DIV/0!"},{"$error":"#DIV/0!"},{"$error":"#DIV/0!"},{"$error":"#DIV/0!"},{"$error":"#DIV/0!"},{"$error":"#DIV/0!"},{"$error":"#DIV/0!"},{"$error":"#DIV/0!"},{"$error":"#DIV/0!"},{"$error":"#DIV/0!"},{"$error":"#DIV/0!"},{"$error":"#DIV/0!"},{"$error":"#DIV/0!"},{"$error":"#DIV/0!"},{"$error":"#DIV/0!"},{"$error":"#DIV/0!"},{"$error":"#DIV/0!"},{"$error":"#DIV/0!"},{"$error":"#DIV/0!"},{"$error":"#DIV/0!"},{"$error":"#DIV/0!"},{"$error":"#DIV/0!"},{"$error":"#DIV/0!"},{"$error":"#DIV/0!"},{"$error":"#DIV/0!"},{"$error":"#DIV/0!"},{"$error":"#DIV/0!"},{"$error":"#DIV/0!"},{"$error":"#DIV/0!"},{"$error":"#DIV/0!"},{"$error":"#DIV/0!"},{"$error":"#DIV/0!"},{"$error":"#DIV/0!"},{"$error":"#DIV/0!"},{"$error":"#DIV/0!"},{"$error":"#DIV/0!"},{"$error":"#DIV/0!"},{"$error":"#DIV/0!"},{"$f":"BGL529 + BGL530 - BGL531","v":{"$error":"#DIV/0!"}},{"$error":"#DIV/0!"},{"$error":"#DIV/0!"},{"$error":"#DIV/0!"},{"$error":"#DIV/0!"},{"$error":"#DIV/0!"},{"$error":"#DIV/0!"},{"$error":"#DIV/0!"},{"$error":"#DIV/0!"},{"$error":"#DIV/0!"},{"$error":"#DIV/0!"},{"$error":"#DIV/0!"},{"$error":"#DIV/0!"},{"$error":"#DIV/0!"},{"$error":"#DIV/0!"},{"$error":"#DIV/0!"},{"$error":"#DIV/0!"},{"$error":"#DIV/0!"},{"$error":"#DIV/0!"},{"$error":"#DIV/0!"},{"$error":"#DIV/0!"},{"$error":"#DIV/0!"},{"$error":"#DIV/0!"},{"$error":"#DIV/0!"},{"$error":"#DIV/0!"},{"$error":"#DIV/0!"},{"$error":"#DIV/0!"},{"$error":"#DIV/0!"},{"$error":"#DIV/0!"},{"$error":"#DIV/0!"},{"$error":"#DIV/0!"},{"$error":"#DIV/0!"},{"$error":"#DIV/0!"},{"$error":"#DIV/0!"},{"$error":"#DIV/0!"},{"$error":"#DIV/0!"},{"$error":"#DIV/0!"},{"$error":"#DIV/0!"},{"$error":"#DIV/0!"},{"$error":"#DIV/0!"},{"$error":"#DIV/0!"},{"$error":"#DIV/0!"},{"$error":"#DIV/0!"},{"$error":"#DIV/0!"},{"$error":"#DIV/0!"},{"$error":"#DIV/0!"},{"$error":"#DIV/0!"},{"$error":"#DIV/0!"},{"$error":"#DIV/0!"},{"$error":"#DIV/0!"},{"$error":"#DIV/0!"},{"$error":"#DIV/0!"},{"$error":"#DIV/0!"},{"$error":"#DIV/0!"},{"$error":"#DIV/0!"},{"$error":"#DIV/0!"},{"$error":"#DIV/0!"},{"$error":"#DIV/0!"},{"$error":"#DIV/0!"},{"$error":"#DIV/0!"},{"$error":"#DIV/0!"},{"$error":"#DIV/0!"},{"$error":"#DIV/0!"},{"$error":"#DIV/0!"},{"$f":"BIX529 + BIX530 - BIX531","v":{"$error":"#DIV/0!"}},{"$error":"#DIV/0!"},{"$error":"#DIV/0!"},{"$error":"#DIV/0!"},{"$error":"#DIV/0!"},{"$error":"#DIV/0!"},{"$error":"#DIV/0!"},{"$error":"#DIV/0!"},{"$error":"#DIV/0!"},{"$error":"#DIV/0!"},{"$error":"#DIV/0!"},{"$error":"#DIV/0!"},{"$error":"#DIV/0!"},{"$error":"#DIV/0!"},{"$error":"#DIV/0!"},{"$error":"#DIV/0!"},{"$error":"#DIV/0!"},{"$error":"#DIV/0!"},{"$error":"#DIV/0!"},{"$error":"#DIV/0!"},{"$error":"#DIV/0!"},{"$error":"#DIV/0!"},{"$error":"#DIV/0!"},{"$error":"#DIV/0!"},{"$error":"#DIV/0!"},{"$error":"#DIV/0!"},{"$error":"#DIV/0!"},{"$error":"#DIV/0!"},{"$error":"#DIV/0!"},{"$error":"#DIV/0!"},{"$error":"#DIV/0!"},{"$error":"#DIV/0!"},{"$error":"#DIV/0!"},{"$error":"#DIV/0!"},{"$error":"#DIV/0!"},{"$error":"#DIV/0!"},{"$error":"#DIV/0!"},{"$error":"#DIV/0!"},{"$error":"#DIV/0!"},{"$error":"#DIV/0!"},{"$error":"#DIV/0!"},{"$error":"#DIV/0!"},{"$error":"#DIV/0!"},{"$error":"#DIV/0!"},{"$error":"#DIV/0!"},{"$error":"#DIV/0!"},{"$error":"#DIV/0!"},{"$error":"#DIV/0!"},{"$error":"#DIV/0!"},{"$error":"#DIV/0!"},{"$error":"#DIV/0!"},{"$error":"#DIV/0!"},{"$error":"#DIV/0!"},{"$error":"#DIV/0!"},{"$error":"#DIV/0!"},{"$error":"#DIV/0!"},{"$error":"#DIV/0!"},{"$error":"#DIV/0!"},{"$error":"#DIV/0!"},{"$error":"#DIV/0!"},{"$error":"#DIV/0!"},{"$error":"#DIV/0!"},{"$error":"#DIV/0!"},{"$error":"#DIV/0!"},{"$f":"BLJ529 + BLJ530 - BLJ531","v":{"$error":"#DIV/0!"}},{"$error":"#DIV/0!"},{"$error":"#DIV/0!"},{"$error":"#DIV/0!"},{"$error":"#DIV/0!"},{"$error":"#DIV/0!"},{"$error":"#DIV/0!"},{"$error":"#DIV/0!"},{"$error":"#DIV/0!"},{"$error":"#DIV/0!"},{"$error":"#DIV/0!"},{"$error":"#DIV/0!"},{"$error":"#DIV/0!"},{"$error":"#DIV/0!"},{"$error":"#DIV/0!"},{"$error":"#DIV/0!"},{"$error":"#DIV/0!"},{"$error":"#DIV/0!"},{"$error":"#DIV/0!"},{"$error":"#DIV/0!"},{"$error":"#DIV/0!"},{"$error":"#DIV/0!"},{"$error":"#DIV/0!"},{"$error":"#DIV/0!"},{"$error":"#DIV/0!"},{"$error":"#DIV/0!"},{"$error":"#DIV/0!"},{"$error":"#DIV/0!"},{"$error":"#DIV/0!"},{"$error":"#DIV/0!"},{"$error":"#DIV/0!"},{"$error":"#DIV/0!"},{"$error":"#DIV/0!"},{"$error":"#DIV/0!"},{"$error":"#DIV/0!"},{"$error":"#DIV/0!"},{"$error":"#DIV/0!"},{"$error":"#DIV/0!"},{"$error":"#DIV/0!"},{"$error":"#DIV/0!"},{"$error":"#DIV/0!"},{"$error":"#DIV/0!"},{"$error":"#DIV/0!"},{"$error":"#DIV/0!"},{"$error":"#DIV/0!"},{"$error":"#DIV/0!"},{"$error":"#DIV/0!"},{"$error":"#DIV/0!"},{"$error":"#DIV/0!"},{"$error":"#DIV/0!"},{"$error":"#DIV/0!"},{"$error":"#DIV/0!"},{"$error":"#DIV/0!"},{"$error":"#DIV/0!"},{"$error":"#DIV/0!"},{"$error":"#DIV/0!"},{"$error":"#DIV/0!"},{"$error":"#DIV/0!"},{"$error":"#DIV/0!"},{"$error":"#DIV/0!"},{"$error":"#DIV/0!"},{"$error":"#DIV/0!"},{"$error":"#DIV/0!"},{"$error":"#DIV/0!"},{"$f":"BNV529 + BNV530 - BNV531","v":{"$error":"#DIV/0!"}},{"$error":"#DIV/0!"},{"$error":"#DIV/0!"},{"$error":"#DIV/0!"},{"$error":"#DIV/0!"},{"$error":"#DIV/0!"},{"$error":"#DIV/0!"},{"$error":"#DIV/0!"},{"$error":"#DIV/0!"},{"$error":"#DIV/0!"},{"$error":"#DIV/0!"},{"$error":"#DIV/0!"},{"$error":"#DIV/0!"},{"$error":"#DIV/0!"},{"$error":"#DIV/0!"},{"$error":"#DIV/0!"},{"$error":"#DIV/0!"},{"$error":"#DIV/0!"},{"$error":"#DIV/0!"},{"$error":"#DIV/0!"},{"$error":"#DIV/0!"},{"$error":"#DIV/0!"},{"$error":"#DIV/0!"},{"$error":"#DIV/0!"},{"$error":"#DIV/0!"},{"$error":"#DIV/0!"},{"$error":"#DIV/0!"},{"$error":"#DIV/0!"},{"$error":"#DIV/0!"},{"$error":"#DIV/0!"},{"$error":"#DIV/0!"},{"$error":"#DIV/0!"},{"$error":"#DIV/0!"},{"$error":"#DIV/0!"},{"$error":"#DIV/0!"},{"$error":"#DIV/0!"},{"$error":"#DIV/0!"},{"$error":"#DIV/0!"},{"$error":"#DIV/0!"},{"$error":"#DIV/0!"},{"$error":"#DIV/0!"},{"$error":"#DIV/0!"},{"$error":"#DIV/0!"},{"$error":"#DIV/0!"},{"$error":"#DIV/0!"},{"$error":"#DIV/0!"},{"$error":"#DIV/0!"},{"$error":"#DIV/0!"},{"$error":"#DIV/0!"},{"$error":"#DIV/0!"},{"$error":"#DIV/0!"},{"$error":"#DIV/0!"},{"$error":"#DIV/0!"},{"$error":"#DIV/0!"},{"$error":"#DIV/0!"},{"$error":"#DIV/0!"},{"$error":"#DIV/0!"},{"$error":"#DIV/0!"},{"$error":"#DIV/0!"},{"$error":"#DIV/0!"},{"$error":"#DIV/0!"},{"$error":"#DIV/0!"},{"$error":"#DIV/0!"},{"$error":"#DIV/0!"},{"$f":"BQH529 + BQH530 - BQH531","v":{"$error":"#DIV/0!"}},{"$error":"#DIV/0!"},{"$error":"#DIV/0!"},{"$error":"#DIV/0!"},{"$error":"#DIV/0!"},{"$error":"#DIV/0!"},{"$error":"#DIV/0!"},{"$error":"#DIV/0!"},{"$error":"#DIV/0!"},{"$error":"#DIV/0!"},{"$error":"#DIV/0!"},{"$error":"#DIV/0!"},{"$error":"#DIV/0!"},{"$error":"#DIV/0!"},{"$error":"#DIV/0!"},{"$error":"#DIV/0!"},{"$error":"#DIV/0!"},{"$error":"#DIV/0!"},{"$error":"#DIV/0!"},{"$error":"#DIV/0!"},{"$error":"#DIV/0!"},{"$error":"#DIV/0!"},{"$error":"#DIV/0!"},{"$error":"#DIV/0!"},{"$error":"#DIV/0!"},{"$error":"#DIV/0!"},{"$error":"#DIV/0!"},{"$error":"#DIV/0!"},{"$error":"#DIV/0!"},{"$error":"#DIV/0!"},{"$error":"#DIV/0!"},{"$error":"#DIV/0!"},{"$error":"#DIV/0!"},{"$error":"#DIV/0!"},{"$error":"#DIV/0!"},{"$error":"#DIV/0!"},{"$error":"#DIV/0!"},{"$error":"#DIV/0!"},{"$error":"#DIV/0!"},{"$error":"#DIV/0!"},{"$error":"#DIV/0!"},{"$error":"#DIV/0!"},{"$error":"#DIV/0!"},{"$error":"#DIV/0!"},{"$error":"#DIV/0!"},{"$error":"#DIV/0!"},{"$error":"#DIV/0!"},{"$error":"#DIV/0!"},{"$error":"#DIV/0!"},{"$error":"#DIV/0!"},{"$error":"#DIV/0!"},{"$error":"#DIV/0!"},{"$error":"#DIV/0!"},{"$error":"#DIV/0!"},{"$error":"#DIV/0!"},{"$error":"#DIV/0!"},{"$error":"#DIV/0!"},{"$error":"#DIV/0!"},{"$error":"#DIV/0!"},{"$error":"#DIV/0!"},{"$error":"#DIV/0!"},{"$error":"#DIV/0!"},{"$error":"#DIV/0!"},{"$error":"#DIV/0!"},{"$f":"BST529 + BST530 - BST531","v":{"$error":"#DIV/0!"}},{"$error":"#DIV/0!"},{"$error":"#DIV/0!"},{"$error":"#DIV/0!"},{"$error":"#DIV/0!"},{"$error":"#DIV/0!"},{"$error":"#DIV/0!"},{"$error":"#DIV/0!"},{"$error":"#DIV/0!"},{"$error":"#DIV/0!"},{"$error":"#DIV/0!"},{"$error":"#DIV/0!"},{"$error":"#DIV/0!"},{"$error":"#DIV/0!"},{"$error":"#DIV/0!"},{"$error":"#DIV/0!"},{"$error":"#DIV/0!"},{"$error":"#DIV/0!"},{"$error":"#DIV/0!"},{"$error":"#DIV/0!"},{"$error":"#DIV/0!"},{"$error":"#DIV/0!"},{"$error":"#DIV/0!"},{"$error":"#DIV/0!"},{"$error":"#DIV/0!"},{"$error":"#DIV/0!"},{"$error":"#DIV/0!"},{"$error":"#DIV/0!"},{"$error":"#DIV/0!"},{"$error":"#DIV/0!"},{"$error":"#DIV/0!"},{"$error":"#DIV/0!"},{"$error":"#DIV/0!"},{"$error":"#DIV/0!"},{"$error":"#DIV/0!"},{"$error":"#DIV/0!"},{"$error":"#DIV/0!"},{"$error":"#DIV/0!"},{"$error":"#DIV/0!"},{"$error":"#DIV/0!"},{"$error":"#DIV/0!"},{"$error":"#DIV/0!"},{"$error":"#DIV/0!"},{"$error":"#DIV/0!"},{"$error":"#DIV/0!"},{"$error":"#DIV/0!"},{"$error":"#DIV/0!"},{"$error":"#DIV/0!"},{"$error":"#DIV/0!"},{"$error":"#DIV/0!"},{"$error":"#DIV/0!"},{"$error":"#DIV/0!"},{"$error":"#DIV/0!"},{"$error":"#DIV/0!"},{"$error":"#DIV/0!"},{"$error":"#DIV/0!"},{"$error":"#DIV/0!"},{"$error":"#DIV/0!"},{"$error":"#DIV/0!"},{"$error":"#DIV/0!"},{"$error":"#DIV/0!"},{"$error":"#DIV/0!"},{"$error":"#DIV/0!"},{"$error":"#DIV/0!"},{"$f":"BVF529 + BVF530 - BVF531","v":{"$error":"#DIV/0!"}},{"$error":"#DIV/0!"},{"$error":"#DIV/0!"},{"$error":"#DIV/0!"},{"$error":"#DIV/0!"},{"$error":"#DIV/0!"},{"$error":"#DIV/0!"},{"$error":"#DIV/0!"},{"$error":"#DIV/0!"},{"$error":"#DIV/0!"},{"$error":"#DIV/0!"},{"$error":"#DIV/0!"},{"$error":"#DIV/0!"},{"$error":"#DIV/0!"},{"$error":"#DIV/0!"},{"$error":"#DIV/0!"},{"$error":"#DIV/0!"},{"$error":"#DIV/0!"},{"$error":"#DIV/0!"},{"$error":"#DIV/0!"},{"$error":"#DIV/0!"},{"$error":"#DIV/0!"},{"$error":"#DIV/0!"},{"$error":"#DIV/0!"},{"$error":"#DIV/0!"},{"$error":"#DIV/0!"},{"$error":"#DIV/0!"},{"$error":"#DIV/0!"},{"$error":"#DIV/0!"},{"$error":"#DIV/0!"},{"$error":"#DIV/0!"},{"$error":"#DIV/0!"},{"$error":"#DIV/0!"},{"$error":"#DIV/0!"},{"$error":"#DIV/0!"},{"$error":"#DIV/0!"},{"$error":"#DIV/0!"},{"$error":"#DIV/0!"},{"$error":"#DIV/0!"},{"$error":"#DIV/0!"},{"$error":"#DIV/0!"},{"$error":"#DIV/0!"},{"$error":"#DIV/0!"},{"$error":"#DIV/0!"},{"$error":"#DIV/0!"},{"$error":"#DIV/0!"},{"$error":"#DIV/0!"},{"$error":"#DIV/0!"},{"$error":"#DIV/0!"},{"$error":"#DIV/0!"},{"$error":"#DIV/0!"},{"$error":"#DIV/0!"},{"$error":"#DIV/0!"},{"$error":"#DIV/0!"},{"$error":"#DIV/0!"},{"$error":"#DIV/0!"},{"$error":"#DIV/0!"},{"$error":"#DIV/0!"},{"$error":"#DIV/0!"},{"$error":"#DIV/0!"},{"$error":"#DIV/0!"},{"$error":"#DIV/0!"},{"$error":"#DIV/0!"},{"$error":"#DIV/0!"},{"$f":"BXR529 + BXR530 - BXR531","v":{"$error":"#DIV/0!"}},{"$error":"#DIV/0!"},{"$error":"#DIV/0!"},{"$error":"#DIV/0!"},{"$error":"#DIV/0!"},{"$error":"#DIV/0!"},{"$error":"#DIV/0!"},{"$error":"#DIV/0!"},{"$error":"#DIV/0!"},{"$error":"#DIV/0!"},{"$error":"#DIV/0!"},{"$error":"#DIV/0!"},{"$error":"#DIV/0!"},{"$error":"#DIV/0!"},{"$error":"#DIV/0!"},{"$error":"#DIV/0!"},{"$error":"#DIV/0!"},{"$error":"#DIV/0!"},{"$error":"#DIV/0!"},{"$error":"#DIV/0!"},{"$error":"#DIV/0!"},{"$error":"#DIV/0!"},{"$error":"#DIV/0!"},{"$error":"#DIV/0!"},{"$error":"#DIV/0!"},{"$error":"#DIV/0!"},{"$error":"#DIV/0!"},{"$error":"#DIV/0!"},{"$error":"#DIV/0!"},{"$error":"#DIV/0!"},{"$error":"#DIV/0!"},{"$error":"#DIV/0!"},{"$error":"#DIV/0!"},{"$error":"#DIV/0!"},{"$error":"#DIV/0!"},{"$error":"#DIV/0!"},{"$error":"#DIV/0!"},{"$error":"#DIV/0!"},{"$error":"#DIV/0!"},{"$error":"#DIV/0!"},{"$error":"#DIV/0!"},{"$error":"#DIV/0!"},{"$error":"#DIV/0!"},{"$error":"#DIV/0!"},{"$error":"#DIV/0!"},{"$error":"#DIV/0!"},{"$error":"#DIV/0!"},{"$error":"#DIV/0!"},{"$error":"#DIV/0!"},{"$error":"#DIV/0!"},{"$error":"#DIV/0!"},{"$error":"#DIV/0!"},{"$error":"#DIV/0!"},{"$error":"#DIV/0!"},{"$error":"#DIV/0!"},{"$error":"#DIV/0!"},{"$error":"#DIV/0!"},{"$error":"#DIV/0!"},{"$error":"#DIV/0!"},{"$error":"#DIV/0!"},{"$error":"#DIV/0!"},{"$error":"#DIV/0!"},{"$error":"#DIV/0!"},{"$error":"#DIV/0!"},{"$f":"CAD529 + CAD530 - CAD531","v":{"$error":"#DIV/0!"}},{"$error":"#DIV/0!"},{"$error":"#DIV/0!"},{"$error":"#DIV/0!"},{"$error":"#DIV/0!"},{"$error":"#DIV/0!"},{"$error":"#DIV/0!"},{"$error":"#DIV/0!"},{"$error":"#DIV/0!"},{"$error":"#DIV/0!"},{"$error":"#DIV/0!"},{"$error":"#DIV/0!"},{"$error":"#DIV/0!"},{"$error":"#DIV/0!"},{"$error":"#DIV/0!"},{"$error":"#DIV/0!"},{"$error":"#DIV/0!"},{"$error":"#DIV/0!"},{"$error":"#DIV/0!"},{"$error":"#DIV/0!"},{"$error":"#DIV/0!"},{"$error":"#DIV/0!"},{"$error":"#DIV/0!"},{"$error":"#DIV/0!"},{"$error":"#DIV/0!"},{"$error":"#DIV/0!"},{"$error":"#DIV/0!"},{"$error":"#DIV/0!"},{"$error":"#DIV/0!"},{"$error":"#DIV/0!"},{"$error":"#DIV/0!"},{"$error":"#DIV/0!"},{"$error":"#DIV/0!"},{"$error":"#DIV/0!"},{"$error":"#DIV/0!"},{"$error":"#DIV/0!"},{"$error":"#DIV/0!"},{"$error":"#DIV/0!"},{"$error":"#DIV/0!"},{"$error":"#DIV/0!"},{"$error":"#DIV/0!"},{"$error":"#DIV/0!"},{"$error":"#DIV/0!"},{"$error":"#DIV/0!"},{"$error":"#DIV/0!"},{"$error":"#DIV/0!"},{"$error":"#DIV/0!"},{"$error":"#DIV/0!"},{"$error":"#DIV/0!"},{"$error":"#DIV/0!"},{"$error":"#DIV/0!"},{"$error":"#DIV/0!"},{"$error":"#DIV/0!"},{"$error":"#DIV/0!"},{"$error":"#DIV/0!"},{"$error":"#DIV/0!"},{"$error":"#DIV/0!"},{"$error":"#DIV/0!"},{"$error":"#DIV/0!"},{"$error":"#DIV/0!"},{"$error":"#DIV/0!"},{"$error":"#DIV/0!"},{"$error":"#DIV/0!"},{"$error":"#DIV/0!"},{"$f":"CCP529 + CCP530 - CCP531","v":{"$error":"#DIV/0!"}},{"$error":"#DIV/0!"},{"$error":"#DIV/0!"},{"$error":"#DIV/0!"},{"$error":"#DIV/0!"},{"$error":"#DIV/0!"},{"$error":"#DIV/0!"},{"$error":"#DIV/0!"},{"$error":"#DIV/0!"},{"$error":"#DIV/0!"},{"$error":"#DIV/0!"},{"$error":"#DIV/0!"},{"$error":"#DIV/0!"},{"$error":"#DIV/0!"},{"$error":"#DIV/0!"},{"$error":"#DIV/0!"},{"$error":"#DIV/0!"},{"$error":"#DIV/0!"},{"$error":"#DIV/0!"},{"$error":"#DIV/0!"},{"$error":"#DIV/0!"},{"$error":"#DIV/0!"},{"$error":"#DIV/0!"},{"$error":"#DIV/0!"},{"$error":"#DIV/0!"},{"$error":"#DIV/0!"},{"$error":"#DIV/0!"},{"$error":"#DIV/0!"},{"$error":"#DIV/0!"},{"$error":"#DIV/0!"},{"$error":"#DIV/0!"},{"$error":"#DIV/0!"},{"$error":"#DIV/0!"},{"$error":"#DIV/0!"},{"$error":"#DIV/0!"},{"$error":"#DIV/0!"},{"$error":"#DIV/0!"},{"$error":"#DIV/0!"},{"$error":"#DIV/0!"},{"$error":"#DIV/0!"},{"$error":"#DIV/0!"},{"$error":"#DIV/0!"},{"$error":"#DIV/0!"},{"$error":"#DIV/0!"},{"$error":"#DIV/0!"},{"$error":"#DIV/0!"},{"$error":"#DIV/0!"},{"$error":"#DIV/0!"},{"$error":"#DIV/0!"},{"$error":"#DIV/0!"},{"$error":"#DIV/0!"},{"$error":"#DIV/0!"},{"$error":"#DIV/0!"},{"$error":"#DIV/0!"},{"$error":"#DIV/0!"},{"$error":"#DIV/0!"},{"$error":"#DIV/0!"},{"$error":"#DIV/0!"},{"$error":"#DIV/0!"},{"$error":"#DIV/0!"},{"$error":"#DIV/0!"},{"$error":"#DIV/0!"},{"$error":"#DIV/0!"},{"$error":"#DIV/0!"},{"$f":"CFB529 + CFB530 - CFB531","v":{"$error":"#DIV/0!"}},{"$error":"#DIV/0!"},{"$error":"#DIV/0!"},{"$error":"#DIV/0!"},{"$error":"#DIV/0!"},{"$error":"#DIV/0!"},{"$error":"#DIV/0!"},{"$error":"#DIV/0!"},{"$error":"#DIV/0!"},{"$error":"#DIV/0!"},{"$error":"#DIV/0!"},{"$error":"#DIV/0!"},{"$error":"#DIV/0!"},{"$error":"#DIV/0!"},{"$error":"#DIV/0!"},{"$error":"#DIV/0!"},{"$error":"#DIV/0!"},{"$error":"#DIV/0!"},{"$error":"#DIV/0!"},{"$error":"#DIV/0!"},{"$error":"#DIV/0!"},{"$error":"#DIV/0!"},{"$error":"#DIV/0!"},{"$error":"#DIV/0!"},{"$error":"#DIV/0!"},{"$error":"#DIV/0!"},{"$error":"#DIV/0!"},{"$error":"#DIV/0!"},{"$error":"#DIV/0!"},{"$error":"#DIV/0!"},{"$error":"#DIV/0!"},{"$error":"#DIV/0!"},{"$error":"#DIV/0!"},{"$error":"#DIV/0!"},{"$error":"#DIV/0!"},{"$error":"#DIV/0!"},{"$error":"#DIV/0!"},{"$error":"#DIV/0!"},{"$error":"#DIV/0!"},{"$error":"#DIV/0!"},{"$error":"#DIV/0!"},{"$error":"#DIV/0!"},{"$error":"#DIV/0!"},{"$error":"#DIV/0!"},{"$error":"#DIV/0!"},{"$error":"#DIV/0!"},{"$error":"#DIV/0!"},{"$error":"#DIV/0!"},{"$error":"#DIV/0!"},{"$error":"#DIV/0!"},{"$error":"#DIV/0!"},{"$error":"#DIV/0!"},{"$error":"#DIV/0!"},{"$error":"#DIV/0!"},{"$error":"#DIV/0!"},{"$error":"#DIV/0!"},{"$error":"#DIV/0!"},{"$error":"#DIV/0!"},{"$error":"#DIV/0!"},{"$error":"#DIV/0!"},{"$error":"#DIV/0!"},{"$error":"#DIV/0!"},{"$error":"#DIV/0!"},{"$error":"#DIV/0!"},{"$f":"CHN529 + CHN530 - CHN531","v":{"$error":"#DIV/0!"}},{"$error":"#DIV/0!"},{"$error":"#DIV/0!"},{"$error":"#DIV/0!"},{"$error":"#DIV/0!"},{"$error":"#DIV/0!"},{"$error":"#DIV/0!"},{"$error":"#DIV/0!"},{"$error":"#DIV/0!"},{"$error":"#DIV/0!"},{"$error":"#DIV/0!"},{"$error":"#DIV/0!"},{"$error":"#DIV/0!"},{"$error":"#DIV/0!"},{"$error":"#DIV/0!"},{"$error":"#DIV/0!"},{"$error":"#DIV/0!"},{"$error":"#DIV/0!"},{"$error":"#DIV/0!"},{"$error":"#DIV/0!"},{"$error":"#DIV/0!"},{"$error":"#DIV/0!"},{"$error":"#DIV/0!"},{"$error":"#DIV/0!"},{"$error":"#DIV/0!"},{"$error":"#DIV/0!"},{"$error":"#DIV/0!"},{"$error":"#DIV/0!"},{"$error":"#DIV/0!"},{"$error":"#DIV/0!"},{"$error":"#DIV/0!"},{"$error":"#DIV/0!"},{"$error":"#DIV/0!"},{"$error":"#DIV/0!"},{"$error":"#DIV/0!"},{"$error":"#DIV/0!"},{"$error":"#DIV/0!"},{"$error":"#DIV/0!"},{"$error":"#DIV/0!"},{"$error":"#DIV/0!"},{"$error":"#DIV/0!"},{"$error":"#DIV/0!"},{"$error":"#DIV/0!"},{"$error":"#DIV/0!"},{"$error":"#DIV/0!"},{"$error":"#DIV/0!"},{"$error":"#DIV/0!"},{"$error":"#DIV/0!"},{"$error":"#DIV/0!"},{"$error":"#DIV/0!"},{"$error":"#DIV/0!"},{"$error":"#DIV/0!"},{"$error":"#DIV/0!"},{"$error":"#DIV/0!"},{"$error":"#DIV/0!"},{"$error":"#DIV/0!"},{"$error":"#DIV/0!"},{"$error":"#DIV/0!"},{"$error":"#DIV/0!"},{"$error":"#DIV/0!"},{"$error":"#DIV/0!"},{"$error":"#DIV/0!"},{"$error":"#DIV/0!"},{"$error":"#DIV/0!"},{"$f":"CJZ529 + CJZ530 - CJZ531","v":{"$error":"#DIV/0!"}},{"$error":"#DIV/0!"},{"$error":"#DIV/0!"},{"$error":"#DIV/0!"},{"$error":"#DIV/0!"},{"$error":"#DIV/0!"},{"$error":"#DIV/0!"},{"$error":"#DIV/0!"},{"$error":"#DIV/0!"},{"$error":"#DIV/0!"},{"$error":"#DIV/0!"},{"$error":"#DIV/0!"},{"$error":"#DIV/0!"},{"$error":"#DIV/0!"},{"$error":"#DIV/0!"},{"$error":"#DIV/0!"},{"$error":"#DIV/0!"},{"$error":"#DIV/0!"},{"$error":"#DIV/0!"},{"$error":"#DIV/0!"},{"$error":"#DIV/0!"},{"$error":"#DIV/0!"},{"$error":"#DIV/0!"},{"$error":"#DIV/0!"},{"$error":"#DIV/0!"},{"$error":"#DIV/0!"},{"$error":"#DIV/0!"},{"$error":"#DIV/0!"},{"$error":"#DIV/0!"},{"$error":"#DIV/0!"},{"$error":"#DIV/0!"},{"$error":"#DIV/0!"},{"$error":"#DIV/0!"},{"$error":"#DIV/0!"},{"$error":"#DIV/0!"},{"$error":"#DIV/0!"},{"$error":"#DIV/0!"},{"$error":"#DIV/0!"},{"$error":"#DIV/0!"},{"$error":"#DIV/0!"},{"$error":"#DIV/0!"},{"$error":"#DIV/0!"},{"$error":"#DIV/0!"},{"$error":"#DIV/0!"},{"$error":"#DIV/0!"},{"$error":"#DIV/0!"},{"$error":"#DIV/0!"},{"$error":"#DIV/0!"},{"$error":"#DIV/0!"},{"$error":"#DIV/0!"},{"$error":"#DIV/0!"},{"$error":"#DIV/0!"},{"$error":"#DIV/0!"},{"$error":"#DIV/0!"},{"$error":"#DIV/0!"},{"$error":"#DIV/0!"},{"$error":"#DIV/0!"},{"$error":"#DIV/0!"},{"$error":"#DIV/0!"},{"$error":"#DIV/0!"},{"$error":"#DIV/0!"},{"$error":"#DIV/0!"},{"$error":"#DIV/0!"},{"$error":"#DIV/0!"},{"$f":"CML529 + CML530 - CML531","v":{"$error":"#DIV/0!"}},{"$error":"#DIV/0!"},{"$error":"#DIV/0!"},{"$error":"#DIV/0!"},{"$error":"#DIV/0!"},{"$error":"#DIV/0!"},{"$error":"#DIV/0!"},{"$error":"#DIV/0!"},{"$error":"#DIV/0!"},{"$error":"#DIV/0!"},{"$error":"#DIV/0!"},{"$error":"#DIV/0!"},{"$error":"#DIV/0!"},{"$error":"#DIV/0!"},{"$error":"#DIV/0!"},{"$error":"#DIV/0!"},{"$error":"#DIV/0!"},{"$error":"#DIV/0!"},{"$error":"#DIV/0!"},{"$error":"#DIV/0!"},{"$error":"#DIV/0!"},{"$error":"#DIV/0!"},{"$error":"#DIV/0!"},{"$error":"#DIV/0!"},{"$error":"#DIV/0!"},{"$error":"#DIV/0!"},{"$error":"#DIV/0!"},{"$error":"#DIV/0!"},{"$error":"#DIV/0!"},{"$error":"#DIV/0!"},{"$error":"#DIV/0!"},{"$error":"#DIV/0!"},{"$error":"#DIV/0!"},{"$error":"#DIV/0!"},{"$error":"#DIV/0!"},{"$error":"#DIV/0!"},{"$error":"#DIV/0!"},{"$error":"#DIV/0!"},{"$error":"#DIV/0!"},{"$error":"#DIV/0!"},{"$error":"#DIV/0!"},{"$error":"#DIV/0!"},{"$error":"#DIV/0!"},{"$error":"#DIV/0!"},{"$error":"#DIV/0!"},{"$error":"#DIV/0!"},{"$error":"#DIV/0!"},{"$error":"#DIV/0!"},{"$error":"#DIV/0!"},{"$error":"#DIV/0!"},{"$error":"#DIV/0!"},{"$error":"#DIV/0!"},{"$error":"#DIV/0!"},{"$error":"#DIV/0!"},{"$error":"#DIV/0!"},{"$error":"#DIV/0!"},{"$error":"#DIV/0!"},{"$error":"#DIV/0!"},{"$error":"#DIV/0!"},{"$error":"#DIV/0!"},{"$error":"#DIV/0!"},{"$error":"#DIV/0!"},{"$error":"#DIV/0!"},{"$error":"#DIV/0!"},{"$f":"COX529 + COX530 - COX531","v":{"$error":"#DIV/0!"}},{"$error":"#DIV/0!"},{"$error":"#DIV/0!"},{"$error":"#DIV/0!"},{"$error":"#DIV/0!"},{"$error":"#DIV/0!"},{"$error":"#DIV/0!"},{"$error":"#DIV/0!"},{"$error":"#DIV/0!"},{"$error":"#DIV/0!"},{"$error":"#DIV/0!"},{"$error":"#DIV/0!"},{"$error":"#DIV/0!"},{"$error":"#DIV/0!"},{"$error":"#DIV/0!"},{"$error":"#DIV/0!"},{"$error":"#DIV/0!"},{"$error":"#DIV/0!"},{"$error":"#DIV/0!"},{"$error":"#DIV/0!"},{"$error":"#DIV/0!"},{"$error":"#DIV/0!"},{"$error":"#DIV/0!"},{"$error":"#DIV/0!"},{"$error":"#DIV/0!"},{"$error":"#DIV/0!"},{"$error":"#DIV/0!"},{"$error":"#DIV/0!"},{"$error":"#DIV/0!"},{"$error":"#DIV/0!"},{"$error":"#DIV/0!"},{"$error":"#DIV/0!"},{"$error":"#DIV/0!"},{"$error":"#DIV/0!"},{"$error":"#DIV/0!"},{"$error":"#DIV/0!"},{"$error":"#DIV/0!"},{"$error":"#DIV/0!"},{"$error":"#DIV/0!"},{"$error":"#DIV/0!"},{"$error":"#DIV/0!"},{"$error":"#DIV/0!"},{"$error":"#DIV/0!"},{"$error":"#DIV/0!"},{"$error":"#DIV/0!"},{"$error":"#DIV/0!"},{"$error":"#DIV/0!"},{"$error":"#DIV/0!"},{"$error":"#DIV/0!"},{"$error":"#DIV/0!"},{"$error":"#DIV/0!"},{"$error":"#DIV/0!"},{"$error":"#DIV/0!"},{"$error":"#DIV/0!"},{"$error":"#DIV/0!"},{"$error":"#DIV/0!"},{"$error":"#DIV/0!"},{"$error":"#DIV/0!"},{"$error":"#DIV/0!"},{"$error":"#DIV/0!"},{"$error":"#DIV/0!"},{"$error":"#DIV/0!"},{"$error":"#DIV/0!"},{"$error":"#DIV/0!"},{"$f":"CRJ529 + CRJ530 - CRJ531","v":{"$error":"#DIV/0!"}},{"$error":"#DIV/0!"},{"$error":"#DIV/0!"},{"$error":"#DIV/0!"},{"$error":"#DIV/0!"},{"$error":"#DIV/0!"},{"$error":"#DIV/0!"},{"$error":"#DIV/0!"},{"$error":"#DIV/0!"},{"$error":"#DIV/0!"},{"$error":"#DIV/0!"},{"$error":"#DIV/0!"},{"$error":"#DIV/0!"},{"$error":"#DIV/0!"},{"$error":"#DIV/0!"},{"$error":"#DIV/0!"},{"$error":"#DIV/0!"},{"$error":"#DIV/0!"},{"$error":"#DIV/0!"},{"$error":"#DIV/0!"},{"$error":"#DIV/0!"},{"$error":"#DIV/0!"},{"$error":"#DIV/0!"},{"$error":"#DIV/0!"},{"$error":"#DIV/0!"},{"$error":"#DIV/0!"},{"$error":"#DIV/0!"},{"$error":"#DIV/0!"},{"$error":"#DIV/0!"},{"$error":"#DIV/0!"},{"$error":"#DIV/0!"},{"$error":"#DIV/0!"},{"$error":"#DIV/0!"},{"$error":"#DIV/0!"},{"$error":"#DIV/0!"},{"$error":"#DIV/0!"},{"$error":"#DIV/0!"},{"$error":"#DIV/0!"},{"$error":"#DIV/0!"},{"$error":"#DIV/0!"},{"$error":"#DIV/0!"},{"$error":"#DIV/0!"},{"$error":"#DIV/0!"},{"$error":"#DIV/0!"},{"$error":"#DIV/0!"},{"$error":"#DIV/0!"},{"$error":"#DIV/0!"},{"$error":"#DIV/0!"},{"$error":"#DIV/0!"},{"$error":"#DIV/0!"},{"$error":"#DIV/0!"},{"$error":"#DIV/0!"},{"$error":"#DIV/0!"},{"$error":"#DIV/0!"},{"$error":"#DIV/0!"},{"$error":"#DIV/0!"},{"$error":"#DIV/0!"},{"$error":"#DIV/0!"},{"$error":"#DIV/0!"},{"$error":"#DIV/0!"},{"$error":"#DIV/0!"},{"$error":"#DIV/0!"},{"$error":"#DIV/0!"},{"$error":"#DIV/0!"},{"$f":"CTV529 + CTV530 - CTV531","v":{"$error":"#DIV/0!"}},{"$error":"#DIV/0!"},{"$error":"#DIV/0!"},{"$error":"#DIV/0!"},{"$error":"#DIV/0!"},{"$error":"#DIV/0!"},{"$error":"#DIV/0!"},{"$error":"#DIV/0!"},{"$error":"#DIV/0!"},{"$error":"#DIV/0!"},{"$error":"#DIV/0!"},{"$error":"#DIV/0!"},{"$error":"#DIV/0!"},{"$error":"#DIV/0!"},{"$error":"#DIV/0!"},{"$error":"#DIV/0!"},{"$error":"#DIV/0!"},{"$error":"#DIV/0!"},{"$error":"#DIV/0!"},{"$error":"#DIV/0!"},{"$error":"#DIV/0!"},{"$error":"#DIV/0!"},{"$error":"#DIV/0!"},{"$error":"#DIV/0!"},{"$error":"#DIV/0!"},{"$error":"#DIV/0!"},{"$error":"#DIV/0!"},{"$error":"#DIV/0!"},{"$error":"#DIV/0!"},{"$error":"#DIV/0!"},{"$error":"#DIV/0!"},{"$error":"#DIV/0!"},{"$error":"#DIV/0!"},{"$error":"#DIV/0!"},{"$error":"#DIV/0!"},{"$error":"#DIV/0!"},{"$error":"#DIV/0!"},{"$error":"#DIV/0!"},{"$error":"#DIV/0!"},{"$error":"#DIV/0!"},{"$error":"#DIV/0!"},{"$error":"#DIV/0!"},{"$error":"#DIV/0!"},{"$error":"#DIV/0!"},{"$error":"#DIV/0!"},{"$error":"#DIV/0!"},{"$error":"#DIV/0!"},{"$error":"#DIV/0!"},{"$error":"#DIV/0!"},{"$error":"#DIV/0!"},{"$error":"#DIV/0!"},{"$error":"#DIV/0!"},{"$error":"#DIV/0!"},{"$error":"#DIV/0!"},{"$error":"#DIV/0!"},{"$error":"#DIV/0!"},{"$error":"#DIV/0!"},{"$error":"#DIV/0!"},{"$error":"#DIV/0!"},{"$error":"#DIV/0!"},{"$error":"#DIV/0!"},{"$error":"#DIV/0!"},{"$error":"#DIV/0!"},{"$error":"#DIV/0!"},{"$f":"CWH529 + CWH530 - CWH531","v":{"$error":"#DIV/0!"}},{"$error":"#DIV/0!"},{"$error":"#DIV/0!"},{"$error":"#DIV/0!"},{"$error":"#DIV/0!"},{"$error":"#DIV/0!"},{"$error":"#DIV/0!"},{"$error":"#DIV/0!"},{"$error":"#DIV/0!"},{"$error":"#DIV/0!"},{"$error":"#DIV/0!"},{"$error":"#DIV/0!"},{"$error":"#DIV/0!"},{"$error":"#DIV/0!"},{"$error":"#DIV/0!"},{"$error":"#DIV/0!"},{"$error":"#DIV/0!"},{"$error":"#DIV/0!"},{"$error":"#DIV/0!"},{"$error":"#DIV/0!"},{"$error":"#DIV/0!"},{"$error":"#DIV/0!"},{"$error":"#DIV/0!"},{"$error":"#DIV/0!"},{"$error":"#DIV/0!"},{"$error":"#DIV/0!"},{"$error":"#DIV/0!"},{"$error":"#DIV/0!"},{"$error":"#DIV/0!"},{"$error":"#DIV/0!"},{"$error":"#DIV/0!"},{"$error":"#DIV/0!"},{"$error":"#DIV/0!"},{"$error":"#DIV/0!"},{"$error":"#DIV/0!"},{"$error":"#DIV/0!"},{"$error":"#DIV/0!"},{"$error":"#DIV/0!"},{"$error":"#DIV/0!"},{"$error":"#DIV/0!"},{"$error":"#DIV/0!"},{"$error":"#DIV/0!"},{"$error":"#DIV/0!"},{"$error":"#DIV/0!"},{"$error":"#DIV/0!"},{"$error":"#DIV/0!"},{"$error":"#DIV/0!"},{"$error":"#DIV/0!"},{"$error":"#DIV/0!"},{"$error":"#DIV/0!"},{"$error":"#DIV/0!"},{"$error":"#DIV/0!"},{"$error":"#DIV/0!"},{"$error":"#DIV/0!"},{"$error":"#DIV/0!"},{"$error":"#DIV/0!"},{"$error":"#DIV/0!"},{"$error":"#DIV/0!"},{"$error":"#DIV/0!"},{"$error":"#DIV/0!"},{"$error":"#DIV/0!"},{"$error":"#DIV/0!"},{"$error":"#DIV/0!"},{"$error":"#DIV/0!"},{"$f":"CYT529 + CYT530 - CYT531","v":{"$error":"#DIV/0!"}},{"$error":"#DIV/0!"},{"$error":"#DIV/0!"},{"$error":"#DIV/0!"},{"$error":"#DIV/0!"},{"$error":"#DIV/0!"},{"$error":"#DIV/0!"},{"$error":"#DIV/0!"},{"$error":"#DIV/0!"},{"$error":"#DIV/0!"},{"$error":"#DIV/0!"},{"$error":"#DIV/0!"},{"$error":"#DIV/0!"},{"$error":"#DIV/0!"},{"$error":"#DIV/0!"},{"$error":"#DIV/0!"},{"$error":"#DIV/0!"},{"$error":"#DIV/0!"},{"$error":"#DIV/0!"},{"$error":"#DIV/0!"},{"$error":"#DIV/0!"},{"$error":"#DIV/0!"},{"$error":"#DIV/0!"},{"$error":"#DIV/0!"},{"$error":"#DIV/0!"},{"$error":"#DIV/0!"},{"$error":"#DIV/0!"},{"$error":"#DIV/0!"},{"$error":"#DIV/0!"},{"$error":"#DIV/0!"},{"$error":"#DIV/0!"},{"$error":"#DIV/0!"},{"$error":"#DIV/0!"},{"$error":"#DIV/0!"},{"$error":"#DIV/0!"},{"$error":"#DIV/0!"},{"$error":"#DIV/0!"},{"$error":"#DIV/0!"},{"$error":"#DIV/0!"},{"$error":"#DIV/0!"},{"$error":"#DIV/0!"},{"$error":"#DIV/0!"},{"$error":"#DIV/0!"},{"$error":"#DIV/0!"},{"$error":"#DIV/0!"},{"$error":"#DIV/0!"},{"$error":"#DIV/0!"},{"$error":"#DIV/0!"},{"$error":"#DIV/0!"},{"$error":"#DIV/0!"},{"$error":"#DIV/0!"},{"$error":"#DIV/0!"},{"$error":"#DIV/0!"},{"$error":"#DIV/0!"},{"$error":"#DIV/0!"},{"$error":"#DIV/0!"},{"$error":"#DIV/0!"},{"$error":"#DIV/0!"},{"$error":"#DIV/0!"},{"$error":"#DIV/0!"},{"$error":"#DIV/0!"},{"$error":"#DIV/0!"},{"$error":"#DIV/0!"},{"$error":"#DIV/0!"},{"$f":"DBF529 + DBF530 - DBF531","v":{"$error":"#DIV/0!"}},{"$error":"#DIV/0!"},{"$error":"#DIV/0!"},{"$error":"#DIV/0!"},{"$error":"#DIV/0!"},{"$error":"#DIV/0!"},{"$error":"#DIV/0!"},{"$error":"#DIV/0!"},{"$error":"#DIV/0!"},{"$error":"#DIV/0!"},{"$error":"#DIV/0!"},{"$error":"#DIV/0!"},{"$error":"#DIV/0!"},{"$error":"#DIV/0!"},{"$error":"#DIV/0!"},{"$error":"#DIV/0!"},{"$error":"#DIV/0!"},{"$error":"#DIV/0!"},{"$error":"#DIV/0!"},{"$error":"#DIV/0!"},{"$error":"#DIV/0!"},{"$error":"#DIV/0!"},{"$error":"#DIV/0!"},{"$error":"#DIV/0!"},{"$error":"#DIV/0!"},{"$error":"#DIV/0!"},{"$error":"#DIV/0!"},{"$error":"#DIV/0!"},{"$error":"#DIV/0!"},{"$error":"#DIV/0!"},{"$error":"#DIV/0!"},{"$error":"#DIV/0!"},{"$error":"#DIV/0!"},{"$error":"#DIV/0!"},{"$error":"#DIV/0!"},{"$error":"#DIV/0!"},{"$error":"#DIV/0!"},{"$error":"#DIV/0!"},{"$error":"#DIV/0!"},{"$error":"#DIV/0!"},{"$error":"#DIV/0!"},{"$error":"#DIV/0!"},{"$error":"#DIV/0!"},{"$error":"#DIV/0!"},{"$error":"#DIV/0!"},{"$error":"#DIV/0!"},{"$error":"#DIV/0!"},{"$error":"#DIV/0!"},{"$error":"#DIV/0!"},{"$error":"#DIV/0!"},{"$error":"#DIV/0!"},{"$error":"#DIV/0!"},{"$error":"#DIV/0!"},{"$error":"#DIV/0!"},{"$error":"#DIV/0!"},{"$error":"#DIV/0!"},{"$error":"#DIV/0!"},{"$error":"#DIV/0!"},{"$error":"#DIV/0!"},{"$error":"#DIV/0!"},{"$error":"#DIV/0!"},{"$error":"#DIV/0!"},{"$error":"#DIV/0!"},{"$error":"#DIV/0!"},{"$f":"DDR529 + DDR530 - DDR531","v":{"$error":"#DIV/0!"}},{"$error":"#DIV/0!"},{"$error":"#DIV/0!"},{"$error":"#DIV/0!"},{"$error":"#DIV/0!"},{"$error":"#DIV/0!"},{"$error":"#DIV/0!"},{"$error":"#DIV/0!"},{"$error":"#DIV/0!"},{"$error":"#DIV/0!"},{"$error":"#DIV/0!"},{"$error":"#DIV/0!"},{"$error":"#DIV/0!"},{"$error":"#DIV/0!"},{"$error":"#DIV/0!"},{"$error":"#DIV/0!"},{"$error":"#DIV/0!"},{"$error":"#DIV/0!"},{"$error":"#DIV/0!"},{"$error":"#DIV/0!"},{"$error":"#DIV/0!"},{"$error":"#DIV/0!"},{"$error":"#DIV/0!"},{"$error":"#DIV/0!"},{"$error":"#DIV/0!"},{"$error":"#DIV/0!"},{"$error":"#DIV/0!"},{"$error":"#DIV/0!"},{"$error":"#DIV/0!"},{"$error":"#DIV/0!"},{"$error":"#DIV/0!"},{"$error":"#DIV/0!"},{"$error":"#DIV/0!"},{"$error":"#DIV/0!"},{"$error":"#DIV/0!"},{"$error":"#DIV/0!"},{"$error":"#DIV/0!"},{"$error":"#DIV/0!"},{"$error":"#DIV/0!"},{"$error":"#DIV/0!"},{"$error":"#DIV/0!"},{"$error":"#DIV/0!"},{"$error":"#DIV/0!"},{"$error":"#DIV/0!"},{"$error":"#DIV/0!"},{"$error":"#DIV/0!"},{"$error":"#DIV/0!"},{"$error":"#DIV/0!"},{"$error":"#DIV/0!"},{"$error":"#DIV/0!"},{"$error":"#DIV/0!"},{"$error":"#DIV/0!"},{"$error":"#DIV/0!"},{"$error":"#DIV/0!"},{"$error":"#DIV/0!"},{"$error":"#DIV/0!"},{"$error":"#DIV/0!"},{"$error":"#DIV/0!"},{"$error":"#DIV/0!"},{"$error":"#DIV/0!"},{"$error":"#DIV/0!"},{"$error":"#DIV/0!"},{"$error":"#DIV/0!"},{"$error":"#DIV/0!"},{"$f":"DGD529 + DGD530 - DGD531","v":{"$error":"#DIV/0!"}},{"$error":"#DIV/0!"},{"$error":"#DIV/0!"},{"$error":"#DIV/0!"},{"$error":"#DIV/0!"},{"$error":"#DIV/0!"},{"$error":"#DIV/0!"},{"$error":"#DIV/0!"},{"$error":"#DIV/0!"},{"$error":"#DIV/0!"},{"$error":"#DIV/0!"},{"$error":"#DIV/0!"},{"$error":"#DIV/0!"},{"$error":"#DIV/0!"},{"$error":"#DIV/0!"},{"$error":"#DIV/0!"},{"$error":"#DIV/0!"},{"$error":"#DIV/0!"},{"$error":"#DIV/0!"},{"$error":"#DIV/0!"},{"$error":"#DIV/0!"},{"$error":"#DIV/0!"},{"$error":"#DIV/0!"},{"$error":"#DIV/0!"},{"$error":"#DIV/0!"},{"$error":"#DIV/0!"},{"$error":"#DIV/0!"},{"$error":"#DIV/0!"},{"$error":"#DIV/0!"},{"$error":"#DIV/0!"},{"$error":"#DIV/0!"},{"$error":"#DIV/0!"},{"$error":"#DIV/0!"},{"$error":"#DIV/0!"},{"$error":"#DIV/0!"},{"$error":"#DIV/0!"},{"$error":"#DIV/0!"},{"$error":"#DIV/0!"},{"$error":"#DIV/0!"},{"$error":"#DIV/0!"},{"$error":"#DIV/0!"},{"$error":"#DIV/0!"},{"$error":"#DIV/0!"},{"$error":"#DIV/0!"},{"$error":"#DIV/0!"},{"$error":"#DIV/0!"},{"$error":"#DIV/0!"},{"$error":"#DIV/0!"},{"$error":"#DIV/0!"},{"$error":"#DIV/0!"},{"$error":"#DIV/0!"},{"$error":"#DIV/0!"},{"$error":"#DIV/0!"},{"$error":"#DIV/0!"},{"$error":"#DIV/0!"},{"$error":"#DIV/0!"},{"$error":"#DIV/0!"},{"$error":"#DIV/0!"},{"$error":"#DIV/0!"},{"$error":"#DIV/0!"},{"$error":"#DIV/0!"},{"$error":"#DIV/0!"},{"$error":"#DIV/0!"},{"$error":"#DIV/0!"},{"$f":"DIP529 + DIP530 - DIP531","v":{"$error":"#DIV/0!"}},{"$error":"#DIV/0!"},{"$error":"#DIV/0!"},{"$error":"#DIV/0!"},{"$error":"#DIV/0!"},{"$error":"#DIV/0!"},{"$error":"#DIV/0!"},{"$error":"#DIV/0!"},{"$error":"#DIV/0!"},{"$error":"#DIV/0!"},{"$error":"#DIV/0!"},{"$error":"#DIV/0!"},{"$error":"#DIV/0!"},{"$error":"#DIV/0!"},{"$error":"#DIV/0!"},{"$error":"#DIV/0!"},{"$error":"#DIV/0!"},{"$error":"#DIV/0!"},{"$error":"#DIV/0!"},{"$error":"#DIV/0!"},{"$error":"#DIV/0!"},{"$error":"#DIV/0!"},{"$error":"#DIV/0!"},{"$error":"#DIV/0!"},{"$error":"#DIV/0!"},{"$error":"#DIV/0!"},{"$error":"#DIV/0!"},{"$error":"#DIV/0!"},{"$error":"#DIV/0!"},{"$error":"#DIV/0!"},{"$error":"#DIV/0!"},{"$error":"#DIV/0!"},{"$error":"#DIV/0!"},{"$error":"#DIV/0!"},{"$error":"#DIV/0!"},{"$error":"#DIV/0!"},{"$error":"#DIV/0!"},{"$error":"#DIV/0!"},{"$error":"#DIV/0!"},{"$error":"#DIV/0!"},{"$error":"#DIV/0!"},{"$error":"#DIV/0!"},{"$error":"#DIV/0!"},{"$error":"#DIV/0!"},{"$error":"#DIV/0!"},{"$error":"#DIV/0!"},{"$error":"#DIV/0!"},{"$error":"#DIV/0!"},{"$error":"#DIV/0!"},{"$error":"#DIV/0!"},{"$error":"#DIV/0!"},{"$error":"#DIV/0!"},{"$error":"#DIV/0!"},{"$error":"#DIV/0!"},{"$error":"#DIV/0!"},{"$error":"#DIV/0!"},{"$error":"#DIV/0!"},{"$error":"#DIV/0!"},{"$error":"#DIV/0!"},{"$error":"#DIV/0!"},{"$error":"#DIV/0!"},{"$error":"#DIV/0!"},{"$error":"#DIV/0!"},{"$error":"#DIV/0!"},{"$f":"DLB529 + DLB530 - DLB531","v":{"$error":"#DIV/0!"}},{"$error":"#DIV/0!"},{"$error":"#DIV/0!"},{"$error":"#DIV/0!"},{"$error":"#DIV/0!"},{"$error":"#DIV/0!"},{"$error":"#DIV/0!"},{"$error":"#DIV/0!"},{"$error":"#DIV/0!"},{"$error":"#DIV/0!"},{"$error":"#DIV/0!"},{"$error":"#DIV/0!"},{"$error":"#DIV/0!"},{"$error":"#DIV/0!"},{"$error":"#DIV/0!"},{"$error":"#DIV/0!"},{"$error":"#DIV/0!"},{"$error":"#DIV/0!"},{"$error":"#DIV/0!"},{"$error":"#DIV/0!"},{"$error":"#DIV/0!"},{"$error":"#DIV/0!"},{"$error":"#DIV/0!"},{"$error":"#DIV/0!"},{"$error":"#DIV/0!"},{"$error":"#DIV/0!"},{"$error":"#DIV/0!"},{"$error":"#DIV/0!"},{"$error":"#DIV/0!"},{"$error":"#DIV/0!"},{"$error":"#DIV/0!"},{"$error":"#DIV/0!"},{"$error":"#DIV/0!"},{"$error":"#DIV/0!"},{"$error":"#DIV/0!"},{"$error":"#DIV/0!"},{"$error":"#DIV/0!"},{"$error":"#DIV/0!"},{"$error":"#DIV/0!"},{"$error":"#DIV/0!"},{"$error":"#DIV/0!"},{"$error":"#DIV/0!"},{"$error":"#DIV/0!"},{"$error":"#DIV/0!"},{"$error":"#DIV/0!"},{"$error":"#DIV/0!"},{"$error":"#DIV/0!"},{"$error":"#DIV/0!"},{"$error":"#DIV/0!"},{"$error":"#DIV/0!"},{"$error":"#DIV/0!"},{"$error":"#DIV/0!"},{"$error":"#DIV/0!"},{"$error":"#DIV/0!"},{"$error":"#DIV/0!"},{"$error":"#DIV/0!"},{"$error":"#DIV/0!"},{"$error":"#DIV/0!"},{"$error":"#DIV/0!"},{"$error":"#DIV/0!"},{"$error":"#DIV/0!"},{"$error":"#DIV/0!"},{"$error":"#DIV/0!"},{"$error":"#DIV/0!"},{"$f":"DNN529 + DNN530 - DNN531","v":{"$error":"#DIV/0!"}},{"$error":"#DIV/0!"},{"$error":"#DIV/0!"},{"$error":"#DIV/0!"},{"$error":"#DIV/0!"},{"$error":"#DIV/0!"},{"$error":"#DIV/0!"},{"$error":"#DIV/0!"},{"$error":"#DIV/0!"},{"$error":"#DIV/0!"},{"$error":"#DIV/0!"},{"$error":"#DIV/0!"},{"$error":"#DIV/0!"},{"$error":"#DIV/0!"},{"$error":"#DIV/0!"},{"$error":"#DIV/0!"},{"$error":"#DIV/0!"},{"$error":"#DIV/0!"},{"$error":"#DIV/0!"},{"$error":"#DIV/0!"},{"$error":"#DIV/0!"},{"$error":"#DIV/0!"},{"$error":"#DIV/0!"},{"$error":"#DIV/0!"},{"$error":"#DIV/0!"},{"$error":"#DIV/0!"},{"$error":"#DIV/0!"},{"$error":"#DIV/0!"},{"$error":"#DIV/0!"},{"$error":"#DIV/0!"},{"$error":"#DIV/0!"},{"$error":"#DIV/0!"},{"$error":"#DIV/0!"},{"$error":"#DIV/0!"},{"$error":"#DIV/0!"},{"$error":"#DIV/0!"},{"$error":"#DIV/0!"},{"$error":"#DIV/0!"},{"$error":"#DIV/0!"},{"$error":"#DIV/0!"},{"$error":"#DIV/0!"},{"$error":"#DIV/0!"},{"$error":"#DIV/0!"},{"$error":"#DIV/0!"},{"$error":"#DIV/0!"},{"$error":"#DIV/0!"},{"$error":"#DIV/0!"},{"$error":"#DIV/0!"},{"$error":"#DIV/0!"},{"$error":"#DIV/0!"},{"$error":"#DIV/0!"},{"$error":"#DIV/0!"},{"$error":"#DIV/0!"},{"$error":"#DIV/0!"},{"$error":"#DIV/0!"},{"$error":"#DIV/0!"},{"$error":"#DIV/0!"},{"$error":"#DIV/0!"},{"$error":"#DIV/0!"},{"$error":"#DIV/0!"},{"$error":"#DIV/0!"},{"$error":"#DIV/0!"},{"$error":"#DIV/0!"},{"$error":"#DIV/0!"},{"$f":"DPZ529 + DPZ530 - DPZ531","v":{"$error":"#DIV/0!"}},{"$error":"#DIV/0!"},{"$error":"#DIV/0!"},{"$error":"#DIV/0!"},{"$error":"#DIV/0!"},{"$error":"#DIV/0!"},{"$error":"#DIV/0!"},{"$error":"#DIV/0!"},{"$error":"#DIV/0!"},{"$error":"#DIV/0!"},{"$error":"#DIV/0!"},{"$error":"#DIV/0!"},{"$error":"#DIV/0!"},{"$error":"#DIV/0!"},{"$error":"#DIV/0!"},{"$error":"#DIV/0!"},{"$error":"#DIV/0!"},{"$error":"#DIV/0!"},{"$error":"#DIV/0!"},{"$error":"#DIV/0!"},{"$error":"#DIV/0!"},{"$error":"#DIV/0!"},{"$error":"#DIV/0!"},{"$error":"#DIV/0!"},{"$error":"#DIV/0!"},{"$error":"#DIV/0!"},{"$error":"#DIV/0!"},{"$error":"#DIV/0!"},{"$error":"#DIV/0!"},{"$error":"#DIV/0!"},{"$error":"#DIV/0!"},{"$error":"#DIV/0!"},{"$error":"#DIV/0!"},{"$error":"#DIV/0!"},{"$error":"#DIV/0!"},{"$error":"#DIV/0!"},{"$error":"#DIV/0!"},{"$error":"#DIV/0!"},{"$error":"#DIV/0!"},{"$error":"#DIV/0!"},{"$error":"#DIV/0!"},{"$error":"#DIV/0!"},{"$error":"#DIV/0!"},{"$error":"#DIV/0!"},{"$error":"#DIV/0!"},{"$error":"#DIV/0!"},{"$error":"#DIV/0!"},{"$error":"#DIV/0!"},{"$error":"#DIV/0!"},{"$error":"#DIV/0!"},{"$error":"#DIV/0!"},{"$error":"#DIV/0!"},{"$error":"#DIV/0!"},{"$error":"#DIV/0!"},{"$error":"#DIV/0!"},{"$error":"#DIV/0!"},{"$error":"#DIV/0!"},{"$error":"#DIV/0!"},{"$error":"#DIV/0!"},{"$error":"#DIV/0!"},{"$error":"#DIV/0!"},{"$error":"#DIV/0!"},{"$error":"#DIV/0!"},{"$error":"#DIV/0!"},{"$f":"DSL529 + DSL530 - DSL531","v":{"$error":"#DIV/0!"}},{"$error":"#DIV/0!"},{"$error":"#DIV/0!"},{"$error":"#DIV/0!"},{"$error":"#DIV/0!"},{"$error":"#DIV/0!"},{"$error":"#DIV/0!"},{"$error":"#DIV/0!"},{"$error":"#DIV/0!"},{"$error":"#DIV/0!"},{"$error":"#DIV/0!"},{"$error":"#DIV/0!"},{"$error":"#DIV/0!"},{"$error":"#DIV/0!"},{"$error":"#DIV/0!"},{"$error":"#DIV/0!"},{"$error":"#DIV/0!"},{"$error":"#DIV/0!"},{"$error":"#DIV/0!"},{"$error":"#DIV/0!"},{"$error":"#DIV/0!"},{"$error":"#DIV/0!"},{"$error":"#DIV/0!"},{"$error":"#DIV/0!"},{"$error":"#DIV/0!"},{"$error":"#DIV/0!"},{"$error":"#DIV/0!"},{"$error":"#DIV/0!"},{"$error":"#DIV/0!"},{"$error":"#DIV/0!"},{"$error":"#DIV/0!"},{"$error":"#DIV/0!"},{"$error":"#DIV/0!"},{"$error":"#DIV/0!"},{"$error":"#DIV/0!"},{"$error":"#DIV/0!"},{"$error":"#DIV/0!"},{"$error":"#DIV/0!"},{"$error":"#DIV/0!"},{"$error":"#DIV/0!"},{"$error":"#DIV/0!"},{"$error":"#DIV/0!"},{"$error":"#DIV/0!"},{"$error":"#DIV/0!"},{"$error":"#DIV/0!"},{"$error":"#DIV/0!"},{"$error":"#DIV/0!"},{"$error":"#DIV/0!"},{"$error":"#DIV/0!"},{"$error":"#DIV/0!"},{"$error":"#DIV/0!"},{"$error":"#DIV/0!"},{"$error":"#DIV/0!"},{"$error":"#DIV/0!"},{"$error":"#DIV/0!"},{"$error":"#DIV/0!"},{"$error":"#DIV/0!"},{"$error":"#DIV/0!"},{"$error":"#DIV/0!"},{"$error":"#DIV/0!"},{"$error":"#DIV/0!"},{"$error":"#DIV/0!"},{"$error":"#DIV/0!"},{"$error":"#DIV/0!"},{"$f":"DUX529 + DUX530 - DUX531","v":{"$error":"#DIV/0!"}},{"$error":"#DIV/0!"},{"$error":"#DIV/0!"},{"$error":"#DIV/0!"},{"$error":"#DIV/0!"},{"$error":"#DIV/0!"},{"$error":"#DIV/0!"},{"$error":"#DIV/0!"},{"$error":"#DIV/0!"},{"$error":"#DIV/0!"},{"$error":"#DIV/0!"},{"$error":"#DIV/0!"},{"$error":"#DIV/0!"},{"$error":"#DIV/0!"},{"$error":"#DIV/0!"},{"$error":"#DIV/0!"},{"$error":"#DIV/0!"},{"$error":"#DIV/0!"},{"$error":"#DIV/0!"},{"$error":"#DIV/0!"},{"$error":"#DIV/0!"},{"$error":"#DIV/0!"},{"$error":"#DIV/0!"},{"$error":"#DIV/0!"},{"$error":"#DIV/0!"},{"$error":"#DIV/0!"},{"$error":"#DIV/0!"},{"$error":"#DIV/0!"},{"$error":"#DIV/0!"},{"$error":"#DIV/0!"},{"$error":"#DIV/0!"},{"$error":"#DIV/0!"},{"$error":"#DIV/0!"},{"$error":"#DIV/0!"},{"$error":"#DIV/0!"},{"$error":"#DIV/0!"},{"$error":"#DIV/0!"},{"$error":"#DIV/0!"},{"$error":"#DIV/0!"},{"$error":"#DIV/0!"},{"$error":"#DIV/0!"},{"$error":"#DIV/0!"},{"$error":"#DIV/0!"},{"$error":"#DIV/0!"},{"$error":"#DIV/0!"},{"$error":"#DIV/0!"},{"$error":"#DIV/0!"},{"$error":"#DIV/0!"},{"$error":"#DIV/0!"},{"$error":"#DIV/0!"},{"$error":"#DIV/0!"},{"$error":"#DIV/0!"},{"$error":"#DIV/0!"},{"$error":"#DIV/0!"},{"$error":"#DIV/0!"},{"$error":"#DIV/0!"},{"$error":"#DIV/0!"},{"$error":"#DIV/0!"},{"$error":"#DIV/0!"},{"$error":"#DIV/0!"},{"$error":"#DIV/0!"},{"$error":"#DIV/0!"},{"$error":"#DIV/0!"},{"$error":"#DIV/0!"},{"$f":"DXJ529 + DXJ530 - DXJ531","v":{"$error":"#DIV/0!"}},{"$error":"#DIV/0!"},{"$error":"#DIV/0!"},{"$error":"#DIV/0!"},{"$error":"#DIV/0!"},{"$error":"#DIV/0!"},{"$error":"#DIV/0!"},{"$error":"#DIV/0!"},{"$error":"#DIV/0!"},{"$error":"#DIV/0!"},{"$error":"#DIV/0!"},{"$error":"#DIV/0!"},{"$error":"#DIV/0!"},{"$error":"#DIV/0!"},{"$error":"#DIV/0!"},{"$error":"#DIV/0!"},{"$error":"#DIV/0!"},{"$error":"#DIV/0!"},{"$error":"#DIV/0!"},{"$error":"#DIV/0!"},{"$error":"#DIV/0!"},{"$error":"#DIV/0!"},{"$error":"#DIV/0!"},{"$error":"#DIV/0!"},{"$error":"#DIV/0!"},{"$error":"#DIV/0!"},{"$error":"#DIV/0!"},{"$error":"#DIV/0!"},{"$error":"#DIV/0!"},{"$error":"#DIV/0!"},{"$error":"#DIV/0!"},{"$error":"#DIV/0!"},{"$error":"#DIV/0!"},{"$error":"#DIV/0!"},{"$error":"#DIV/0!"},{"$error":"#DIV/0!"},{"$error":"#DIV/0!"},{"$error":"#DIV/0!"},{"$error":"#DIV/0!"},{"$error":"#DIV/0!"},{"$error":"#DIV/0!"},{"$error":"#DIV/0!"},{"$error":"#DIV/0!"},{"$error":"#DIV/0!"},{"$error":"#DIV/0!"},{"$error":"#DIV/0!"},{"$error":"#DIV/0!"},{"$error":"#DIV/0!"},{"$error":"#DIV/0!"},{"$error":"#DIV/0!"},{"$error":"#DIV/0!"},{"$error":"#DIV/0!"},{"$error":"#DIV/0!"},{"$error":"#DIV/0!"},{"$error":"#DIV/0!"},{"$error":"#DIV/0!"},{"$error":"#DIV/0!"},{"$error":"#DIV/0!"},{"$error":"#DIV/0!"},{"$error":"#DIV/0!"},{"$error":"#DIV/0!"},{"$error":"#DIV/0!"},{"$error":"#DIV/0!"},{"$error":"#DIV/0!"},{"$f":"DZV529 + DZV530 - DZV531","v":{"$error":"#DIV/0!"}},{"$error":"#DIV/0!"},{"$error":"#DIV/0!"},{"$error":"#DIV/0!"},{"$error":"#DIV/0!"},{"$error":"#DIV/0!"},{"$error":"#DIV/0!"},{"$error":"#DIV/0!"},{"$error":"#DIV/0!"},{"$error":"#DIV/0!"},{"$error":"#DIV/0!"},{"$error":"#DIV/0!"},{"$error":"#DIV/0!"},{"$error":"#DIV/0!"},{"$error":"#DIV/0!"},{"$error":"#DIV/0!"},{"$error":"#DIV/0!"},{"$error":"#DIV/0!"},{"$error":"#DIV/0!"},{"$error":"#DIV/0!"},{"$error":"#DIV/0!"},{"$error":"#DIV/0!"},{"$error":"#DIV/0!"},{"$error":"#DIV/0!"},{"$error":"#DIV/0!"},{"$error":"#DIV/0!"},{"$error":"#DIV/0!"},{"$error":"#DIV/0!"},{"$error":"#DIV/0!"},{"$error":"#DIV/0!"},{"$error":"#DIV/0!"},{"$error":"#DIV/0!"},{"$error":"#DIV/0!"},{"$error":"#DIV/0!"},{"$error":"#DIV/0!"},{"$error":"#DIV/0!"},{"$error":"#DIV/0!"},{"$error":"#DIV/0!"},{"$error":"#DIV/0!"},{"$error":"#DIV/0!"},{"$error":"#DIV/0!"},{"$error":"#DIV/0!"},{"$error":"#DIV/0!"},{"$error":"#DIV/0!"},{"$error":"#DIV/0!"},{"$error":"#DIV/0!"},{"$error":"#DIV/0!"},{"$error":"#DIV/0!"},{"$error":"#DIV/0!"},{"$error":"#DIV/0!"},{"$error":"#DIV/0!"},{"$error":"#DIV/0!"},{"$error":"#DIV/0!"},{"$error":"#DIV/0!"},{"$error":"#DIV/0!"},{"$error":"#DIV/0!"},{"$error":"#DIV/0!"},{"$error":"#DIV/0!"},{"$error":"#DIV/0!"},{"$error":"#DIV/0!"},{"$error":"#DIV/0!"},{"$error":"#DIV/0!"},{"$error":"#DIV/0!"},{"$error":"#DIV/0!"},{"$f":"ECH529 + ECH530 - ECH531","v":{"$error":"#DIV/0!"}},{"$error":"#DIV/0!"},{"$error":"#DIV/0!"},{"$error":"#DIV/0!"},{"$error":"#DIV/0!"},{"$error":"#DIV/0!"},{"$error":"#DIV/0!"},{"$error":"#DIV/0!"},{"$error":"#DIV/0!"},{"$error":"#DIV/0!"},{"$error":"#DIV/0!"},{"$error":"#DIV/0!"},{"$error":"#DIV/0!"},{"$error":"#DIV/0!"},{"$error":"#DIV/0!"},{"$error":"#DIV/0!"},{"$error":"#DIV/0!"},{"$error":"#DIV/0!"},{"$error":"#DIV/0!"},{"$error":"#DIV/0!"},{"$error":"#DIV/0!"},{"$error":"#DIV/0!"},{"$error":"#DIV/0!"},{"$error":"#DIV/0!"},{"$error":"#DIV/0!"},{"$error":"#DIV/0!"},{"$error":"#DIV/0!"},{"$error":"#DIV/0!"},{"$error":"#DIV/0!"},{"$error":"#DIV/0!"},{"$error":"#DIV/0!"},{"$error":"#DIV/0!"},{"$error":"#DIV/0!"},{"$error":"#DIV/0!"},{"$error":"#DIV/0!"},{"$error":"#DIV/0!"},{"$error":"#DIV/0!"},{"$error":"#DIV/0!"},{"$error":"#DIV/0!"},{"$error":"#DIV/0!"},{"$error":"#DIV/0!"},{"$error":"#DIV/0!"},{"$error":"#DIV/0!"},{"$error":"#DIV/0!"},{"$error":"#DIV/0!"},{"$error":"#DIV/0!"},{"$error":"#DIV/0!"},{"$error":"#DIV/0!"},{"$error":"#DIV/0!"},{"$error":"#DIV/0!"},{"$error":"#DIV/0!"},{"$error":"#DIV/0!"},{"$error":"#DIV/0!"},{"$error":"#DIV/0!"},{"$error":"#DIV/0!"},{"$error":"#DIV/0!"},{"$error":"#DIV/0!"},{"$error":"#DIV/0!"},{"$error":"#DIV/0!"},{"$error":"#DIV/0!"},{"$error":"#DIV/0!"},{"$error":"#DIV/0!"},{"$error":"#DIV/0!"},{"$error":"#DIV/0!"},{"$f":"EET529 + EET530 - EET531","v":{"$error":"#DIV/0!"}},{"$error":"#DIV/0!"},{"$error":"#DIV/0!"},{"$error":"#DIV/0!"},{"$error":"#DIV/0!"},{"$error":"#DIV/0!"},{"$error":"#DIV/0!"},{"$error":"#DIV/0!"},{"$error":"#DIV/0!"},{"$error":"#DIV/0!"},{"$error":"#DIV/0!"},{"$error":"#DIV/0!"},{"$error":"#DIV/0!"},{"$error":"#DIV/0!"},{"$error":"#DIV/0!"},{"$error":"#DIV/0!"},{"$error":"#DIV/0!"},{"$error":"#DIV/0!"},{"$error":"#DIV/0!"},{"$error":"#DIV/0!"},{"$error":"#DIV/0!"},{"$error":"#DIV/0!"},{"$error":"#DIV/0!"},{"$error":"#DIV/0!"},{"$error":"#DIV/0!"},{"$error":"#DIV/0!"},{"$error":"#DIV/0!"},{"$error":"#DIV/0!"},{"$error":"#DIV/0!"},{"$error":"#DIV/0!"},{"$error":"#DIV/0!"},{"$error":"#DIV/0!"},{"$error":"#DIV/0!"},{"$error":"#DIV/0!"},{"$error":"#DIV/0!"},{"$error":"#DIV/0!"},{"$error":"#DIV/0!"},{"$error":"#DIV/0!"},{"$error":"#DIV/0!"},{"$error":"#DIV/0!"},{"$error":"#DIV/0!"},{"$error":"#DIV/0!"},{"$error":"#DIV/0!"},{"$error":"#DIV/0!"},{"$error":"#DIV/0!"},{"$error":"#DIV/0!"},{"$error":"#DIV/0!"},{"$error":"#DIV/0!"},{"$error":"#DIV/0!"},{"$error":"#DIV/0!"},{"$error":"#DIV/0!"},{"$error":"#DIV/0!"},{"$error":"#DIV/0!"},{"$error":"#DIV/0!"},{"$error":"#DIV/0!"},{"$error":"#DIV/0!"},{"$error":"#DIV/0!"},{"$error":"#DIV/0!"},{"$error":"#DIV/0!"},{"$error":"#DIV/0!"},{"$error":"#DIV/0!"},{"$error":"#DIV/0!"},{"$error":"#DIV/0!"},{"$error":"#DIV/0!"},{"$f":"EHF529 + EHF530 - EHF531","v":{"$error":"#DIV/0!"}},{"$error":"#DIV/0!"},{"$error":"#DIV/0!"},{"$error":"#DIV/0!"},{"$error":"#DIV/0!"},{"$error":"#DIV/0!"},{"$error":"#DIV/0!"},{"$error":"#DIV/0!"},{"$error":"#DIV/0!"},{"$error":"#DIV/0!"},{"$error":"#DIV/0!"},{"$error":"#DIV/0!"},{"$error":"#DIV/0!"},{"$error":"#DIV/0!"},{"$error":"#DIV/0!"},{"$error":"#DIV/0!"},{"$error":"#DIV/0!"},{"$error":"#DIV/0!"},{"$error":"#DIV/0!"},{"$error":"#DIV/0!"},{"$error":"#DIV/0!"},{"$error":"#DIV/0!"},{"$error":"#DIV/0!"},{"$error":"#DIV/0!"},{"$error":"#DIV/0!"},{"$error":"#DIV/0!"},{"$error":"#DIV/0!"},{"$error":"#DIV/0!"},{"$error":"#DIV/0!"},{"$error":"#DIV/0!"},{"$error":"#DIV/0!"},{"$error":"#DIV/0!"},{"$error":"#DIV/0!"},{"$error":"#DIV/0!"},{"$error":"#DIV/0!"},{"$error":"#DIV/0!"},{"$error":"#DIV/0!"},{"$error":"#DIV/0!"},{"$error":"#DIV/0!"},{"$error":"#DIV/0!"},{"$error":"#DIV/0!"},{"$error":"#DIV/0!"},{"$error":"#DIV/0!"},{"$error":"#DIV/0!"},{"$error":"#DIV/0!"},{"$error":"#DIV/0!"},{"$error":"#DIV/0!"},{"$error":"#DIV/0!"},{"$error":"#DIV/0!"},{"$error":"#DIV/0!"},{"$error":"#DIV/0!"},{"$error":"#DIV/0!"},{"$error":"#DIV/0!"},{"$error":"#DIV/0!"},{"$error":"#DIV/0!"},{"$error":"#DIV/0!"},{"$error":"#DIV/0!"},{"$error":"#DIV/0!"},{"$error":"#DIV/0!"},{"$error":"#DIV/0!"},{"$error":"#DIV/0!"},{"$error":"#DIV/0!"},{"$error":"#DIV/0!"},{"$error":"#DIV/0!"},{"$f":"EJR529 + EJR530 - EJR531","v":{"$error":"#DIV/0!"}},{"$error":"#DIV/0!"},{"$error":"#DIV/0!"},{"$error":"#DIV/0!"},{"$error":"#DIV/0!"},{"$error":"#DIV/0!"},{"$error":"#DIV/0!"},{"$error":"#DIV/0!"},{"$error":"#DIV/0!"},{"$error":"#DIV/0!"},{"$error":"#DIV/0!"},{"$error":"#DIV/0!"},{"$error":"#DIV/0!"},{"$error":"#DIV/0!"},{"$error":"#DIV/0!"},{"$error":"#DIV/0!"},{"$error":"#DIV/0!"},{"$error":"#DIV/0!"},{"$error":"#DIV/0!"},{"$error":"#DIV/0!"},{"$error":"#DIV/0!"},{"$error":"#DIV/0!"},{"$error":"#DIV/0!"},{"$error":"#DIV/0!"},{"$error":"#DIV/0!"},{"$error":"#DIV/0!"},{"$error":"#DIV/0!"},{"$error":"#DIV/0!"},{"$error":"#DIV/0!"},{"$error":"#DIV/0!"},{"$error":"#DIV/0!"},{"$error":"#DIV/0!"},{"$error":"#DIV/0!"},{"$error":"#DIV/0!"},{"$error":"#DIV/0!"},{"$error":"#DIV/0!"},{"$error":"#DIV/0!"},{"$error":"#DIV/0!"},{"$error":"#DIV/0!"},{"$error":"#DIV/0!"},{"$error":"#DIV/0!"},{"$error":"#DIV/0!"},{"$error":"#DIV/0!"},{"$error":"#DIV/0!"},{"$error":"#DIV/0!"},{"$error":"#DIV/0!"},{"$error":"#DIV/0!"},{"$error":"#DIV/0!"},{"$error":"#DIV/0!"},{"$error":"#DIV/0!"},{"$error":"#DIV/0!"},{"$error":"#DIV/0!"},{"$error":"#DIV/0!"},{"$error":"#DIV/0!"},{"$error":"#DIV/0!"},{"$error":"#DIV/0!"},{"$error":"#DIV/0!"},{"$error":"#DIV/0!"},{"$error":"#DIV/0!"},{"$error":"#DIV/0!"},{"$error":"#DIV/0!"},{"$error":"#DIV/0!"},{"$error":"#DIV/0!"},{"$error":"#DIV/0!"},{"$f":"EMD529 + EMD530 - EMD531","v":{"$error":"#DIV/0!"}},{"$error":"#DIV/0!"},{"$error":"#DIV/0!"},{"$error":"#DIV/0!"},{"$error":"#DIV/0!"},{"$error":"#DIV/0!"},{"$error":"#DIV/0!"},{"$error":"#DIV/0!"},{"$error":"#DIV/0!"},{"$error":"#DIV/0!"},{"$error":"#DIV/0!"},{"$error":"#DIV/0!"},{"$error":"#DIV/0!"},{"$error":"#DIV/0!"},{"$error":"#DIV/0!"},{"$error":"#DIV/0!"},{"$error":"#DIV/0!"},{"$error":"#DIV/0!"},{"$error":"#DIV/0!"},{"$error":"#DIV/0!"},{"$error":"#DIV/0!"},{"$error":"#DIV/0!"},{"$error":"#DIV/0!"},{"$error":"#DIV/0!"},{"$error":"#DIV/0!"},{"$error":"#DIV/0!"},{"$error":"#DIV/0!"},{"$error":"#DIV/0!"},{"$error":"#DIV/0!"},{"$error":"#DIV/0!"},{"$error":"#DIV/0!"},{"$error":"#DIV/0!"},{"$error":"#DIV/0!"},{"$error":"#DIV/0!"},{"$error":"#DIV/0!"},{"$error":"#DIV/0!"},{"$error":"#DIV/0!"},{"$error":"#DIV/0!"},{"$error":"#DIV/0!"},{"$error":"#DIV/0!"},{"$error":"#DIV/0!"},{"$error":"#DIV/0!"},{"$error":"#DIV/0!"},{"$error":"#DIV/0!"},{"$error":"#DIV/0!"},{"$error":"#DIV/0!"},{"$error":"#DIV/0!"},{"$error":"#DIV/0!"},{"$error":"#DIV/0!"},{"$error":"#DIV/0!"},{"$error":"#DIV/0!"},{"$error":"#DIV/0!"},{"$error":"#DIV/0!"},{"$error":"#DIV/0!"},{"$error":"#DIV/0!"},{"$error":"#DIV/0!"},{"$error":"#DIV/0!"},{"$error":"#DIV/0!"},{"$error":"#DIV/0!"},{"$error":"#DIV/0!"},{"$error":"#DIV/0!"},{"$error":"#DIV/0!"},{"$error":"#DIV/0!"},{"$error":"#DIV/0!"},{"$f":"EOP529 + EOP530 - EOP531","v":{"$error":"#DIV/0!"}},{"$error":"#DIV/0!"},{"$error":"#DIV/0!"},{"$error":"#DIV/0!"},{"$error":"#DIV/0!"},{"$error":"#DIV/0!"},{"$error":"#DIV/0!"},{"$error":"#DIV/0!"},{"$error":"#DIV/0!"},{"$error":"#DIV/0!"},{"$error":"#DIV/0!"},{"$error":"#DIV/0!"},{"$error":"#DIV/0!"},{"$error":"#DIV/0!"},{"$error":"#DIV/0!"},{"$error":"#DIV/0!"},{"$error":"#DIV/0!"},{"$error":"#DIV/0!"},{"$error":"#DIV/0!"},{"$error":"#DIV/0!"},{"$error":"#DIV/0!"},{"$error":"#DIV/0!"},{"$error":"#DIV/0!"},{"$error":"#DIV/0!"},{"$error":"#DIV/0!"},{"$error":"#DIV/0!"},{"$error":"#DIV/0!"},{"$error":"#DIV/0!"},{"$error":"#DIV/0!"},{"$error":"#DIV/0!"},{"$error":"#DIV/0!"},{"$error":"#DIV/0!"},{"$error":"#DIV/0!"},{"$error":"#DIV/0!"},{"$error":"#DIV/0!"},{"$error":"#DIV/0!"},{"$error":"#DIV/0!"},{"$error":"#DIV/0!"},{"$error":"#DIV/0!"},{"$error":"#DIV/0!"},{"$error":"#DIV/0!"},{"$error":"#DIV/0!"},{"$error":"#DIV/0!"},{"$error":"#DIV/0!"},{"$error":"#DIV/0!"},{"$error":"#DIV/0!"},{"$error":"#DIV/0!"},{"$error":"#DIV/0!"},{"$error":"#DIV/0!"},{"$error":"#DIV/0!"},{"$error":"#DIV/0!"},{"$error":"#DIV/0!"},{"$error":"#DIV/0!"},{"$error":"#DIV/0!"},{"$error":"#DIV/0!"},{"$error":"#DIV/0!"},{"$error":"#DIV/0!"},{"$error":"#DIV/0!"},{"$error":"#DIV/0!"},{"$error":"#DIV/0!"},{"$error":"#DIV/0!"},{"$error":"#DIV/0!"},{"$error":"#DIV/0!"},{"$error":"#DIV/0!"},{"$f":"ERB529 + ERB530 - ERB531","v":{"$error":"#DIV/0!"}},{"$error":"#DIV/0!"},{"$error":"#DIV/0!"},{"$error":"#DIV/0!"},{"$error":"#DIV/0!"},{"$error":"#DIV/0!"},{"$error":"#DIV/0!"},{"$error":"#DIV/0!"},{"$error":"#DIV/0!"},{"$error":"#DIV/0!"},{"$error":"#DIV/0!"},{"$error":"#DIV/0!"},{"$error":"#DIV/0!"},{"$error":"#DIV/0!"},{"$error":"#DIV/0!"},{"$error":"#DIV/0!"},{"$error":"#DIV/0!"},{"$error":"#DIV/0!"},{"$error":"#DIV/0!"},{"$error":"#DIV/0!"},{"$error":"#DIV/0!"},{"$error":"#DIV/0!"},{"$error":"#DIV/0!"},{"$error":"#DIV/0!"},{"$error":"#DIV/0!"},{"$error":"#DIV/0!"},{"$error":"#DIV/0!"},{"$error":"#DIV/0!"},{"$error":"#DIV/0!"},{"$error":"#DIV/0!"},{"$error":"#DIV/0!"},{"$error":"#DIV/0!"},{"$error":"#DIV/0!"},{"$error":"#DIV/0!"},{"$error":"#DIV/0!"},{"$error":"#DIV/0!"},{"$error":"#DIV/0!"},{"$error":"#DIV/0!"},{"$error":"#DIV/0!"},{"$error":"#DIV/0!"},{"$error":"#DIV/0!"},{"$error":"#DIV/0!"},{"$error":"#DIV/0!"},{"$error":"#DIV/0!"},{"$error":"#DIV/0!"},{"$error":"#DIV/0!"},{"$error":"#DIV/0!"},{"$error":"#DIV/0!"},{"$error":"#DIV/0!"},{"$error":"#DIV/0!"},{"$error":"#DIV/0!"},{"$error":"#DIV/0!"},{"$error":"#DIV/0!"},{"$error":"#DIV/0!"},{"$error":"#DIV/0!"},{"$error":"#DIV/0!"},{"$error":"#DIV/0!"},{"$error":"#DIV/0!"},{"$error":"#DIV/0!"},{"$error":"#DIV/0!"},{"$error":"#DIV/0!"},{"$error":"#DIV/0!"},{"$error":"#DIV/0!"},{"$error":"#DIV/0!"},{"$f":"ETN529 + ETN530 - ETN531","v":{"$error":"#DIV/0!"}},{"$error":"#DIV/0!"},{"$error":"#DIV/0!"},{"$error":"#DIV/0!"},{"$error":"#DIV/0!"},{"$error":"#DIV/0!"},{"$error":"#DIV/0!"},{"$error":"#DIV/0!"},{"$error":"#DIV/0!"},{"$error":"#DIV/0!"},{"$error":"#DIV/0!"},{"$error":"#DIV/0!"},{"$error":"#DIV/0!"},{"$error":"#DIV/0!"},{"$error":"#DIV/0!"},{"$error":"#DIV/0!"},{"$error":"#DIV/0!"},{"$error":"#DIV/0!"},{"$error":"#DIV/0!"},{"$error":"#DIV/0!"},{"$error":"#DIV/0!"},{"$error":"#DIV/0!"},{"$error":"#DIV/0!"},{"$error":"#DIV/0!"},{"$error":"#DIV/0!"},{"$error":"#DIV/0!"},{"$error":"#DIV/0!"},{"$error":"#DIV/0!"},{"$error":"#DIV/0!"},{"$error":"#DIV/0!"},{"$error":"#DIV/0!"},{"$error":"#DIV/0!"},{"$error":"#DIV/0!"},{"$error":"#DIV/0!"},{"$error":"#DIV/0!"},{"$error":"#DIV/0!"},{"$error":"#DIV/0!"},{"$error":"#DIV/0!"},{"$error":"#DIV/0!"},{"$error":"#DIV/0!"},{"$error":"#DIV/0!"},{"$error":"#DIV/0!"},{"$error":"#DIV/0!"},{"$error":"#DIV/0!"},{"$error":"#DIV/0!"},{"$error":"#DIV/0!"},{"$error":"#DIV/0!"},{"$error":"#DIV/0!"},{"$error":"#DIV/0!"},{"$error":"#DIV/0!"},{"$error":"#DIV/0!"},{"$error":"#DIV/0!"},{"$error":"#DIV/0!"},{"$error":"#DIV/0!"},{"$error":"#DIV/0!"},{"$error":"#DIV/0!"},{"$error":"#DIV/0!"},{"$error":"#DIV/0!"},{"$error":"#DIV/0!"},{"$error":"#DIV/0!"},{"$error":"#DIV/0!"},{"$error":"#DIV/0!"},{"$error":"#DIV/0!"},{"$error":"#DIV/0!"},{"$f":"EVZ529 + EVZ530 - EVZ531","v":{"$error":"#DIV/0!"}},{"$error":"#DIV/0!"},{"$error":"#DIV/0!"},{"$error":"#DIV/0!"},{"$error":"#DIV/0!"},{"$error":"#DIV/0!"},{"$error":"#DIV/0!"},{"$error":"#DIV/0!"},{"$error":"#DIV/0!"},{"$error":"#DIV/0!"},{"$error":"#DIV/0!"},{"$error":"#DIV/0!"},{"$error":"#DIV/0!"},{"$error":"#DIV/0!"},{"$error":"#DIV/0!"},{"$error":"#DIV/0!"},{"$error":"#DIV/0!"},{"$error":"#DIV/0!"},{"$error":"#DIV/0!"},{"$error":"#DIV/0!"},{"$error":"#DIV/0!"},{"$error":"#DIV/0!"},{"$error":"#DIV/0!"},{"$error":"#DIV/0!"},{"$error":"#DIV/0!"},{"$error":"#DIV/0!"},{"$error":"#DIV/0!"},{"$error":"#DIV/0!"},{"$error":"#DIV/0!"},{"$error":"#DIV/0!"},{"$error":"#DIV/0!"},{"$error":"#DIV/0!"},{"$error":"#DIV/0!"},{"$error":"#DIV/0!"},{"$error":"#DIV/0!"},{"$error":"#DIV/0!"},{"$error":"#DIV/0!"},{"$error":"#DIV/0!"},{"$error":"#DIV/0!"},{"$error":"#DIV/0!"},{"$error":"#DIV/0!"},{"$error":"#DIV/0!"},{"$error":"#DIV/0!"},{"$error":"#DIV/0!"},{"$error":"#DIV/0!"},{"$error":"#DIV/0!"},{"$error":"#DIV/0!"},{"$error":"#DIV/0!"},{"$error":"#DIV/0!"},{"$error":"#DIV/0!"},{"$error":"#DIV/0!"},{"$error":"#DIV/0!"},{"$error":"#DIV/0!"},{"$error":"#DIV/0!"},{"$error":"#DIV/0!"},{"$error":"#DIV/0!"},{"$error":"#DIV/0!"},{"$error":"#DIV/0!"},{"$error":"#DIV/0!"},{"$error":"#DIV/0!"},{"$error":"#DIV/0!"},{"$error":"#DIV/0!"},{"$error":"#DIV/0!"},{"$error":"#DIV/0!"},{"$f":"EYL529 + EYL530 - EYL531","v":{"$error":"#DIV/0!"}},{"$error":"#DIV/0!"},{"$error":"#DIV/0!"},{"$error":"#DIV/0!"},{"$error":"#DIV/0!"},{"$error":"#DIV/0!"},{"$error":"#DIV/0!"},{"$error":"#DIV/0!"},{"$error":"#DIV/0!"},{"$error":"#DIV/0!"},{"$error":"#DIV/0!"},{"$error":"#DIV/0!"},{"$error":"#DIV/0!"},{"$error":"#DIV/0!"},{"$error":"#DIV/0!"},{"$error":"#DIV/0!"},{"$error":"#DIV/0!"},{"$error":"#DIV/0!"},{"$error":"#DIV/0!"},{"$error":"#DIV/0!"},{"$error":"#DIV/0!"},{"$error":"#DIV/0!"},{"$error":"#DIV/0!"},{"$error":"#DIV/0!"},{"$error":"#DIV/0!"},{"$error":"#DIV/0!"},{"$error":"#DIV/0!"},{"$error":"#DIV/0!"},{"$error":"#DIV/0!"},{"$error":"#DIV/0!"},{"$error":"#DIV/0!"},{"$error":"#DIV/0!"},{"$error":"#DIV/0!"},{"$error":"#DIV/0!"},{"$error":"#DIV/0!"},{"$error":"#DIV/0!"},{"$error":"#DIV/0!"},{"$error":"#DIV/0!"},{"$error":"#DIV/0!"},{"$error":"#DIV/0!"},{"$error":"#DIV/0!"},{"$error":"#DIV/0!"},{"$error":"#DIV/0!"},{"$error":"#DIV/0!"},{"$error":"#DIV/0!"},{"$error":"#DIV/0!"},{"$error":"#DIV/0!"},{"$error":"#DIV/0!"},{"$error":"#DIV/0!"},{"$error":"#DIV/0!"},{"$error":"#DIV/0!"},{"$error":"#DIV/0!"},{"$error":"#DIV/0!"},{"$error":"#DIV/0!"},{"$error":"#DIV/0!"},{"$error":"#DIV/0!"},{"$error":"#DIV/0!"},{"$error":"#DIV/0!"},{"$error":"#DIV/0!"},{"$error":"#DIV/0!"},{"$error":"#DIV/0!"},{"$error":"#DIV/0!"},{"$error":"#DIV/0!"},{"$error":"#DIV/0!"},{"$f":"FAX529 + FAX530 - FAX531","v":{"$error":"#DIV/0!"}},{"$error":"#DIV/0!"},{"$error":"#DIV/0!"},{"$error":"#DIV/0!"},{"$error":"#DIV/0!"},{"$error":"#DIV/0!"},{"$error":"#DIV/0!"},{"$error":"#DIV/0!"},{"$error":"#DIV/0!"},{"$error":"#DIV/0!"},{"$error":"#DIV/0!"},{"$error":"#DIV/0!"},{"$error":"#DIV/0!"},{"$error":"#DIV/0!"},{"$error":"#DIV/0!"},{"$error":"#DIV/0!"},{"$error":"#DIV/0!"},{"$error":"#DIV/0!"},{"$error":"#DIV/0!"},{"$error":"#DIV/0!"},{"$error":"#DIV/0!"},{"$error":"#DIV/0!"},{"$error":"#DIV/0!"},{"$error":"#DIV/0!"},{"$error":"#DIV/0!"},{"$error":"#DIV/0!"},{"$error":"#DIV/0!"},{"$error":"#DIV/0!"},{"$error":"#DIV/0!"},{"$error":"#DIV/0!"},{"$error":"#DIV/0!"},{"$error":"#DIV/0!"},{"$error":"#DIV/0!"},{"$error":"#DIV/0!"},{"$error":"#DIV/0!"},{"$error":"#DIV/0!"},{"$error":"#DIV/0!"},{"$error":"#DIV/0!"},{"$error":"#DIV/0!"},{"$error":"#DIV/0!"},{"$error":"#DIV/0!"},{"$error":"#DIV/0!"},{"$error":"#DIV/0!"},{"$error":"#DIV/0!"},{"$error":"#DIV/0!"},{"$error":"#DIV/0!"},{"$error":"#DIV/0!"},{"$error":"#DIV/0!"},{"$error":"#DIV/0!"},{"$error":"#DIV/0!"},{"$error":"#DIV/0!"},{"$error":"#DIV/0!"},{"$error":"#DIV/0!"},{"$error":"#DIV/0!"},{"$error":"#DIV/0!"},{"$error":"#DIV/0!"},{"$error":"#DIV/0!"},{"$error":"#DIV/0!"},{"$error":"#DIV/0!"},{"$error":"#DIV/0!"},{"$error":"#DIV/0!"},{"$error":"#DIV/0!"},{"$error":"#DIV/0!"},{"$error":"#DIV/0!"},{"$f":"FDJ529 + FDJ530 - FDJ531","v":{"$error":"#DIV/0!"}},{"$error":"#DIV/0!"},{"$error":"#DIV/0!"},{"$error":"#DIV/0!"},{"$error":"#DIV/0!"},{"$error":"#DIV/0!"},{"$error":"#DIV/0!"},{"$error":"#DIV/0!"},{"$error":"#DIV/0!"},{"$error":"#DIV/0!"},{"$error":"#DIV/0!"},{"$error":"#DIV/0!"},{"$error":"#DIV/0!"},{"$error":"#DIV/0!"},{"$error":"#DIV/0!"},{"$error":"#DIV/0!"},{"$error":"#DIV/0!"},{"$error":"#DIV/0!"},{"$error":"#DIV/0!"},{"$error":"#DIV/0!"},{"$error":"#DIV/0!"},{"$error":"#DIV/0!"},{"$error":"#DIV/0!"},{"$error":"#DIV/0!"},{"$error":"#DIV/0!"},{"$error":"#DIV/0!"},{"$error":"#DIV/0!"},{"$error":"#DIV/0!"},{"$error":"#DIV/0!"},{"$error":"#DIV/0!"},{"$error":"#DIV/0!"},{"$error":"#DIV/0!"},{"$error":"#DIV/0!"},{"$error":"#DIV/0!"},{"$error":"#DIV/0!"},{"$error":"#DIV/0!"},{"$error":"#DIV/0!"},{"$error":"#DIV/0!"},{"$error":"#DIV/0!"},{"$error":"#DIV/0!"},{"$error":"#DIV/0!"},{"$error":"#DIV/0!"},{"$error":"#DIV/0!"},{"$error":"#DIV/0!"},{"$error":"#DIV/0!"},{"$error":"#DIV/0!"},{"$error":"#DIV/0!"},{"$error":"#DIV/0!"},{"$error":"#DIV/0!"},{"$error":"#DIV/0!"},{"$error":"#DIV/0!"},{"$error":"#DIV/0!"},{"$error":"#DIV/0!"},{"$error":"#DIV/0!"},{"$error":"#DIV/0!"},{"$error":"#DIV/0!"},{"$error":"#DIV/0!"},{"$error":"#DIV/0!"},{"$error":"#DIV/0!"},{"$error":"#DIV/0!"},{"$error":"#DIV/0!"},{"$error":"#DIV/0!"},{"$error":"#DIV/0!"},{"$error":"#DIV/0!"},{"$f":"FFV529 + FFV530 - FFV531","v":{"$error":"#DIV/0!"}},{"$error":"#DIV/0!"},{"$error":"#DIV/0!"},{"$error":"#DIV/0!"},{"$error":"#DIV/0!"},{"$error":"#DIV/0!"},{"$error":"#DIV/0!"},{"$error":"#DIV/0!"},{"$error":"#DIV/0!"},{"$error":"#DIV/0!"},{"$error":"#DIV/0!"},{"$error":"#DIV/0!"},{"$error":"#DIV/0!"},{"$error":"#DIV/0!"},{"$error":"#DIV/0!"},{"$error":"#DIV/0!"},{"$error":"#DIV/0!"},{"$error":"#DIV/0!"},{"$error":"#DIV/0!"},{"$error":"#DIV/0!"},{"$error":"#DIV/0!"},{"$error":"#DIV/0!"},{"$error":"#DIV/0!"},{"$error":"#DIV/0!"},{"$error":"#DIV/0!"},{"$error":"#DIV/0!"},{"$error":"#DIV/0!"},{"$error":"#DIV/0!"},{"$error":"#DIV/0!"},{"$error":"#DIV/0!"},{"$error":"#DIV/0!"},{"$error":"#DIV/0!"},{"$error":"#DIV/0!"},{"$error":"#DIV/0!"},{"$error":"#DIV/0!"},{"$error":"#DIV/0!"},{"$error":"#DIV/0!"},{"$error":"#DIV/0!"},{"$error":"#DIV/0!"},{"$error":"#DIV/0!"},{"$error":"#DIV/0!"},{"$error":"#DIV/0!"},{"$error":"#DIV/0!"},{"$error":"#DIV/0!"},{"$error":"#DIV/0!"},{"$error":"#DIV/0!"},{"$error":"#DIV/0!"},{"$error":"#DIV/0!"},{"$error":"#DIV/0!"},{"$error":"#DIV/0!"},{"$error":"#DIV/0!"},{"$error":"#DIV/0!"},{"$error":"#DIV/0!"},{"$error":"#DIV/0!"},{"$error":"#DIV/0!"},{"$error":"#DIV/0!"},{"$error":"#DIV/0!"},{"$error":"#DIV/0!"},{"$error":"#DIV/0!"},{"$error":"#DIV/0!"},{"$error":"#DIV/0!"},{"$error":"#DIV/0!"},{"$error":"#DIV/0!"},{"$error":"#DIV/0!"},{"$f":"FIH529 + FIH530 - FIH531","v":{"$error":"#DIV/0!"}},{"$error":"#DIV/0!"},{"$error":"#DIV/0!"},{"$error":"#DIV/0!"},{"$error":"#DIV/0!"},{"$error":"#DIV/0!"},{"$error":"#DIV/0!"},{"$error":"#DIV/0!"},{"$error":"#DIV/0!"},{"$error":"#DIV/0!"},{"$error":"#DIV/0!"},{"$error":"#DIV/0!"},{"$error":"#DIV/0!"},{"$error":"#DIV/0!"},{"$error":"#DIV/0!"},{"$error":"#DIV/0!"},{"$error":"#DIV/0!"},{"$error":"#DIV/0!"},{"$error":"#DIV/0!"},{"$error":"#DIV/0!"},{"$error":"#DIV/0!"},{"$error":"#DIV/0!"},{"$error":"#DIV/0!"},{"$error":"#DIV/0!"},{"$error":"#DIV/0!"},{"$error":"#DIV/0!"},{"$error":"#DIV/0!"},{"$error":"#DIV/0!"},{"$error":"#DIV/0!"},{"$error":"#DIV/0!"},{"$error":"#DIV/0!"},{"$error":"#DIV/0!"},{"$error":"#DIV/0!"},{"$error":"#DIV/0!"},{"$error":"#DIV/0!"},{"$error":"#DIV/0!"},{"$error":"#DIV/0!"},{"$error":"#DIV/0!"},{"$error":"#DIV/0!"},{"$error":"#DIV/0!"},{"$error":"#DIV/0!"},{"$error":"#DIV/0!"},{"$error":"#DIV/0!"},{"$error":"#DIV/0!"},{"$error":"#DIV/0!"},{"$error":"#DIV/0!"},{"$error":"#DIV/0!"},{"$error":"#DIV/0!"},{"$error":"#DIV/0!"},{"$error":"#DIV/0!"},{"$error":"#DIV/0!"},{"$error":"#DIV/0!"},{"$error":"#DIV/0!"},{"$error":"#DIV/0!"},{"$error":"#DIV/0!"},{"$error":"#DIV/0!"},{"$error":"#DIV/0!"},{"$error":"#DIV/0!"},{"$error":"#DIV/0!"},{"$error":"#DIV/0!"},{"$error":"#DIV/0!"},{"$error":"#DIV/0!"},{"$error":"#DIV/0!"},{"$error":"#DIV/0!"},{"$f":"FKT529 + FKT530 - FKT531","v":{"$error":"#DIV/0!"}},{"$error":"#DIV/0!"},{"$error":"#DIV/0!"},{"$error":"#DIV/0!"},{"$error":"#DIV/0!"},{"$error":"#DIV/0!"},{"$error":"#DIV/0!"},{"$error":"#DIV/0!"},{"$error":"#DIV/0!"},{"$error":"#DIV/0!"},{"$error":"#DIV/0!"},{"$error":"#DIV/0!"},{"$error":"#DIV/0!"},{"$error":"#DIV/0!"},{"$error":"#DIV/0!"},{"$error":"#DIV/0!"},{"$error":"#DIV/0!"},{"$error":"#DIV/0!"},{"$error":"#DIV/0!"},{"$error":"#DIV/0!"},{"$error":"#DIV/0!"},{"$error":"#DIV/0!"},{"$error":"#DIV/0!"},{"$error":"#DIV/0!"},{"$error":"#DIV/0!"},{"$error":"#DIV/0!"},{"$error":"#DIV/0!"},{"$error":"#DIV/0!"},{"$error":"#DIV/0!"},{"$error":"#DIV/0!"},{"$error":"#DIV/0!"},{"$error":"#DIV/0!"},{"$error":"#DIV/0!"},{"$error":"#DIV/0!"},{"$error":"#DIV/0!"},{"$error":"#DIV/0!"},{"$error":"#DIV/0!"},{"$error":"#DIV/0!"},{"$error":"#DIV/0!"},{"$error":"#DIV/0!"},{"$error":"#DIV/0!"},{"$error":"#DIV/0!"},{"$error":"#DIV/0!"},{"$error":"#DIV/0!"},{"$error":"#DIV/0!"},{"$error":"#DIV/0!"},{"$error":"#DIV/0!"},{"$error":"#DIV/0!"},{"$error":"#DIV/0!"},{"$error":"#DIV/0!"},{"$error":"#DIV/0!"},{"$error":"#DIV/0!"},{"$error":"#DIV/0!"},{"$error":"#DIV/0!"},{"$error":"#DIV/0!"},{"$error":"#DIV/0!"},{"$error":"#DIV/0!"},{"$error":"#DIV/0!"},{"$error":"#DIV/0!"},{"$error":"#DIV/0!"},{"$error":"#DIV/0!"},{"$error":"#DIV/0!"},{"$error":"#DIV/0!"},{"$error":"#DIV/0!"},{"$f":"FNF529 + FNF530 - FNF531","v":{"$error":"#DIV/0!"}},{"$error":"#DIV/0!"},{"$error":"#DIV/0!"},{"$error":"#DIV/0!"},{"$error":"#DIV/0!"},{"$error":"#DIV/0!"},{"$error":"#DIV/0!"},{"$error":"#DIV/0!"},{"$error":"#DIV/0!"},{"$error":"#DIV/0!"},{"$error":"#DIV/0!"},{"$error":"#DIV/0!"},{"$error":"#DIV/0!"},{"$error":"#DIV/0!"},{"$error":"#DIV/0!"},{"$error":"#DIV/0!"},{"$error":"#DIV/0!"},{"$error":"#DIV/0!"},{"$error":"#DIV/0!"},{"$error":"#DIV/0!"},{"$error":"#DIV/0!"},{"$error":"#DIV/0!"},{"$error":"#DIV/0!"},{"$error":"#DIV/0!"},{"$error":"#DIV/0!"},{"$error":"#DIV/0!"},{"$error":"#DIV/0!"},{"$error":"#DIV/0!"},{"$error":"#DIV/0!"},{"$error":"#DIV/0!"},{"$error":"#DIV/0!"},{"$error":"#DIV/0!"},{"$error":"#DIV/0!"},{"$error":"#DIV/0!"},{"$error":"#DIV/0!"},{"$error":"#DIV/0!"},{"$error":"#DIV/0!"},{"$error":"#DIV/0!"},{"$error":"#DIV/0!"},{"$error":"#DIV/0!"},{"$error":"#DIV/0!"},{"$error":"#DIV/0!"},{"$error":"#DIV/0!"},{"$error":"#DIV/0!"},{"$error":"#DIV/0!"},{"$error":"#DIV/0!"},{"$error":"#DIV/0!"},{"$error":"#DIV/0!"},{"$error":"#DIV/0!"},{"$error":"#DIV/0!"},{"$error":"#DIV/0!"},{"$error":"#DIV/0!"},{"$error":"#DIV/0!"},{"$error":"#DIV/0!"},{"$error":"#DIV/0!"},{"$error":"#DIV/0!"},{"$error":"#DIV/0!"},{"$error":"#DIV/0!"},{"$error":"#DIV/0!"},{"$error":"#DIV/0!"},{"$error":"#DIV/0!"},{"$error":"#DIV/0!"},{"$error":"#DIV/0!"},{"$error":"#DIV/0!"},{"$f":"FPR529 + FPR530 - FPR531","v":{"$error":"#DIV/0!"}},{"$error":"#DIV/0!"},{"$error":"#DIV/0!"},{"$error":"#DIV/0!"},{"$error":"#DIV/0!"},{"$error":"#DIV/0!"},{"$error":"#DIV/0!"},{"$error":"#DIV/0!"},{"$error":"#DIV/0!"},{"$error":"#DIV/0!"},{"$error":"#DIV/0!"},{"$error":"#DIV/0!"},{"$error":"#DIV/0!"},{"$error":"#DIV/0!"},{"$error":"#DIV/0!"},{"$error":"#DIV/0!"},{"$error":"#DIV/0!"},{"$error":"#DIV/0!"},{"$error":"#DIV/0!"},{"$error":"#DIV/0!"},{"$error":"#DIV/0!"},{"$error":"#DIV/0!"},{"$error":"#DIV/0!"},{"$error":"#DIV/0!"},{"$error":"#DIV/0!"},{"$error":"#DIV/0!"},{"$error":"#DIV/0!"},{"$error":"#DIV/0!"},{"$error":"#DIV/0!"},{"$error":"#DIV/0!"},{"$error":"#DIV/0!"},{"$error":"#DIV/0!"},{"$error":"#DIV/0!"},{"$error":"#DIV/0!"},{"$error":"#DIV/0!"},{"$error":"#DIV/0!"},{"$error":"#DIV/0!"},{"$error":"#DIV/0!"},{"$error":"#DIV/0!"},{"$error":"#DIV/0!"},{"$error":"#DIV/0!"},{"$error":"#DIV/0!"},{"$error":"#DIV/0!"},{"$error":"#DIV/0!"},{"$error":"#DIV/0!"},{"$error":"#DIV/0!"},{"$error":"#DIV/0!"},{"$error":"#DIV/0!"},{"$error":"#DIV/0!"},{"$error":"#DIV/0!"},{"$error":"#DIV/0!"},{"$error":"#DIV/0!"},{"$error":"#DIV/0!"},{"$error":"#DIV/0!"},{"$error":"#DIV/0!"},{"$error":"#DIV/0!"},{"$error":"#DIV/0!"},{"$error":"#DIV/0!"},{"$error":"#DIV/0!"},{"$error":"#DIV/0!"},{"$error":"#DIV/0!"},{"$error":"#DIV/0!"},{"$error":"#DIV/0!"},{"$error":"#DIV/0!"},{"$f":"FSD529 + FSD530 - FSD531","v":{"$error":"#DIV/0!"}},{"$error":"#DIV/0!"},{"$error":"#DIV/0!"},{"$error":"#DIV/0!"},{"$error":"#DIV/0!"},{"$error":"#DIV/0!"},{"$error":"#DIV/0!"},{"$error":"#DIV/0!"},{"$error":"#DIV/0!"},{"$error":"#DIV/0!"},{"$error":"#DIV/0!"},{"$error":"#DIV/0!"},{"$error":"#DIV/0!"},{"$error":"#DIV/0!"},{"$error":"#DIV/0!"},{"$error":"#DIV/0!"},{"$error":"#DIV/0!"},{"$error":"#DIV/0!"},{"$error":"#DIV/0!"},{"$error":"#DIV/0!"},{"$error":"#DIV/0!"},{"$error":"#DIV/0!"},{"$error":"#DIV/0!"},{"$error":"#DIV/0!"},{"$error":"#DIV/0!"},{"$error":"#DIV/0!"},{"$error":"#DIV/0!"},{"$error":"#DIV/0!"},{"$error":"#DIV/0!"},{"$error":"#DIV/0!"},{"$error":"#DIV/0!"},{"$error":"#DIV/0!"},{"$error":"#DIV/0!"},{"$error":"#DIV/0!"},{"$error":"#DIV/0!"},{"$error":"#DIV/0!"},{"$error":"#DIV/0!"},{"$error":"#DIV/0!"},{"$error":"#DIV/0!"},{"$error":"#DIV/0!"},{"$error":"#DIV/0!"},{"$error":"#DIV/0!"},{"$error":"#DIV/0!"},{"$error":"#DIV/0!"},{"$error":"#DIV/0!"},{"$error":"#DIV/0!"},{"$error":"#DIV/0!"},{"$error":"#DIV/0!"},{"$error":"#DIV/0!"},{"$error":"#DIV/0!"},{"$error":"#DIV/0!"},{"$error":"#DIV/0!"},{"$error":"#DIV/0!"},{"$error":"#DIV/0!"},{"$error":"#DIV/0!"},{"$error":"#DIV/0!"},{"$error":"#DIV/0!"},{"$error":"#DIV/0!"},{"$error":"#DIV/0!"},{"$error":"#DIV/0!"},{"$error":"#DIV/0!"},{"$error":"#DIV/0!"},{"$error":"#DIV/0!"},{"$error":"#DIV/0!"},{"$f":"FUP529 + FUP530 - FUP531","v":{"$error":"#DIV/0!"}},{"$error":"#DIV/0!"},{"$error":"#DIV/0!"},{"$error":"#DIV/0!"},{"$error":"#DIV/0!"},{"$error":"#DIV/0!"},{"$error":"#DIV/0!"},{"$error":"#DIV/0!"},{"$error":"#DIV/0!"},{"$error":"#DIV/0!"},{"$error":"#DIV/0!"},{"$error":"#DIV/0!"},{"$error":"#DIV/0!"},{"$error":"#DIV/0!"},{"$error":"#DIV/0!"},{"$error":"#DIV/0!"},{"$error":"#DIV/0!"},{"$error":"#DIV/0!"},{"$error":"#DIV/0!"},{"$error":"#DIV/0!"},{"$error":"#DIV/0!"},{"$error":"#DIV/0!"},{"$error":"#DIV/0!"},{"$error":"#DIV/0!"},{"$error":"#DIV/0!"},{"$error":"#DIV/0!"},{"$error":"#DIV/0!"},{"$error":"#DIV/0!"},{"$error":"#DIV/0!"},{"$error":"#DIV/0!"},{"$error":"#DIV/0!"},{"$error":"#DIV/0!"},{"$error":"#DIV/0!"},{"$error":"#DIV/0!"},{"$error":"#DIV/0!"},{"$error":"#DIV/0!"},{"$error":"#DIV/0!"},{"$error":"#DIV/0!"},{"$error":"#DIV/0!"},{"$error":"#DIV/0!"},{"$error":"#DIV/0!"},{"$error":"#DIV/0!"},{"$error":"#DIV/0!"},{"$error":"#DIV/0!"},{"$error":"#DIV/0!"},{"$error":"#DIV/0!"},{"$error":"#DIV/0!"},{"$error":"#DIV/0!"},{"$error":"#DIV/0!"},{"$error":"#DIV/0!"},{"$error":"#DIV/0!"},{"$error":"#DIV/0!"},{"$error":"#DIV/0!"},{"$error":"#DIV/0!"},{"$error":"#DIV/0!"},{"$error":"#DIV/0!"},{"$error":"#DIV/0!"},{"$error":"#DIV/0!"},{"$error":"#DIV/0!"},{"$error":"#DIV/0!"},{"$error":"#DIV/0!"},{"$error":"#DIV/0!"},{"$error":"#DIV/0!"},{"$error":"#DIV/0!"},{"$f":"FXB529 + FXB530 - FXB531","v":{"$error":"#DIV/0!"}},{"$error":"#DIV/0!"},{"$error":"#DIV/0!"},{"$error":"#DIV/0!"},{"$error":"#DIV/0!"},{"$error":"#DIV/0!"},{"$error":"#DIV/0!"},{"$error":"#DIV/0!"},{"$error":"#DIV/0!"},{"$error":"#DIV/0!"},{"$error":"#DIV/0!"},{"$error":"#DIV/0!"},{"$error":"#DIV/0!"},{"$error":"#DIV/0!"},{"$error":"#DIV/0!"},{"$error":"#DIV/0!"},{"$error":"#DIV/0!"},{"$error":"#DIV/0!"},{"$error":"#DIV/0!"},{"$error":"#DIV/0!"},{"$error":"#DIV/0!"},{"$error":"#DIV/0!"},{"$error":"#DIV/0!"},{"$error":"#DIV/0!"},{"$error":"#DIV/0!"},{"$error":"#DIV/0!"},{"$error":"#DIV/0!"},{"$error":"#DIV/0!"},{"$error":"#DIV/0!"},{"$error":"#DIV/0!"},{"$error":"#DIV/0!"},{"$error":"#DIV/0!"},{"$error":"#DIV/0!"},{"$error":"#DIV/0!"},{"$error":"#DIV/0!"},{"$error":"#DIV/0!"},{"$error":"#DIV/0!"},{"$error":"#DIV/0!"},{"$error":"#DIV/0!"},{"$error":"#DIV/0!"},{"$error":"#DIV/0!"},{"$error":"#DIV/0!"},{"$error":"#DIV/0!"},{"$error":"#DIV/0!"},{"$error":"#DIV/0!"},{"$error":"#DIV/0!"},{"$error":"#DIV/0!"},{"$error":"#DIV/0!"},{"$error":"#DIV/0!"},{"$error":"#DIV/0!"},{"$error":"#DIV/0!"},{"$error":"#DIV/0!"},{"$error":"#DIV/0!"},{"$error":"#DIV/0!"},{"$error":"#DIV/0!"},{"$error":"#DIV/0!"},{"$error":"#DIV/0!"},{"$error":"#DIV/0!"},{"$error":"#DIV/0!"},{"$error":"#DIV/0!"},{"$error":"#DIV/0!"},{"$error":"#DIV/0!"},{"$error":"#DIV/0!"},{"$error":"#DIV/0!"},{"$f":"FZN529 + FZN530 - FZN531","v":{"$error":"#DIV/0!"}},{"$error":"#DIV/0!"},{"$error":"#DIV/0!"},{"$error":"#DIV/0!"},{"$error":"#DIV/0!"},{"$error":"#DIV/0!"},{"$error":"#DIV/0!"},{"$error":"#DIV/0!"},{"$error":"#DIV/0!"},{"$error":"#DIV/0!"},{"$error":"#DIV/0!"},{"$error":"#DIV/0!"},{"$error":"#DIV/0!"},{"$error":"#DIV/0!"},{"$error":"#DIV/0!"},{"$error":"#DIV/0!"},{"$error":"#DIV/0!"},{"$error":"#DIV/0!"},{"$error":"#DIV/0!"},{"$error":"#DIV/0!"},{"$error":"#DIV/0!"},{"$error":"#DIV/0!"},{"$error":"#DIV/0!"},{"$error":"#DIV/0!"},{"$error":"#DIV/0!"},{"$error":"#DIV/0!"},{"$error":"#DIV/0!"},{"$error":"#DIV/0!"},{"$error":"#DIV/0!"},{"$error":"#DIV/0!"},{"$error":"#DIV/0!"},{"$error":"#DIV/0!"},{"$error":"#DIV/0!"},{"$error":"#DIV/0!"},{"$error":"#DIV/0!"},{"$error":"#DIV/0!"},{"$error":"#DIV/0!"},{"$error":"#DIV/0!"},{"$error":"#DIV/0!"},{"$error":"#DIV/0!"},{"$error":"#DIV/0!"},{"$error":"#DIV/0!"},{"$error":"#DIV/0!"},{"$error":"#DIV/0!"},{"$error":"#DIV/0!"},{"$error":"#DIV/0!"},{"$error":"#DIV/0!"},{"$error":"#DIV/0!"},{"$error":"#DIV/0!"},{"$error":"#DIV/0!"},{"$error":"#DIV/0!"},{"$error":"#DIV/0!"},{"$error":"#DIV/0!"},{"$error":"#DIV/0!"},{"$error":"#DIV/0!"},{"$error":"#DIV/0!"},{"$error":"#DIV/0!"},{"$error":"#DIV/0!"},{"$error":"#DIV/0!"},{"$error":"#DIV/0!"},{"$error":"#DIV/0!"},{"$error":"#DIV/0!"},{"$error":"#DIV/0!"},{"$error":"#DIV/0!"},{"$f":"GBZ529 + GBZ530 - GBZ531","v":{"$error":"#DIV/0!"}},{"$error":"#DIV/0!"},{"$error":"#DIV/0!"},{"$error":"#DIV/0!"},{"$error":"#DIV/0!"},{"$error":"#DIV/0!"},{"$error":"#DIV/0!"},{"$error":"#DIV/0!"},{"$error":"#DIV/0!"},{"$error":"#DIV/0!"},{"$error":"#DIV/0!"},{"$error":"#DIV/0!"},{"$error":"#DIV/0!"},{"$error":"#DIV/0!"},{"$error":"#DIV/0!"},{"$error":"#DIV/0!"},{"$error":"#DIV/0!"},{"$error":"#DIV/0!"},{"$error":"#DIV/0!"},{"$error":"#DIV/0!"},{"$error":"#DIV/0!"},{"$error":"#DIV/0!"},{"$error":"#DIV/0!"},{"$error":"#DIV/0!"},{"$error":"#DIV/0!"},{"$error":"#DIV/0!"},{"$error":"#DIV/0!"},{"$error":"#DIV/0!"},{"$error":"#DIV/0!"},{"$error":"#DIV/0!"},{"$error":"#DIV/0!"},{"$error":"#DIV/0!"},{"$error":"#DIV/0!"},{"$error":"#DIV/0!"},{"$error":"#DIV/0!"},{"$error":"#DIV/0!"},{"$error":"#DIV/0!"},{"$error":"#DIV/0!"},{"$error":"#DIV/0!"},{"$error":"#DIV/0!"},{"$error":"#DIV/0!"},{"$error":"#DIV/0!"},{"$error":"#DIV/0!"},{"$error":"#DIV/0!"},{"$error":"#DIV/0!"},{"$error":"#DIV/0!"},{"$error":"#DIV/0!"},{"$error":"#DIV/0!"},{"$error":"#DIV/0!"},{"$error":"#DIV/0!"},{"$error":"#DIV/0!"},{"$error":"#DIV/0!"},{"$error":"#DIV/0!"},{"$error":"#DIV/0!"},{"$error":"#DIV/0!"},{"$error":"#DIV/0!"},{"$error":"#DIV/0!"},{"$error":"#DIV/0!"},{"$error":"#DIV/0!"},{"$error":"#DIV/0!"},{"$error":"#DIV/0!"},{"$error":"#DIV/0!"},{"$error":"#DIV/0!"},{"$error":"#DIV/0!"},{"$f":"GEL529 + GEL530 - GEL531","v":{"$error":"#DIV/0!"}},{"$error":"#DIV/0!"},{"$error":"#DIV/0!"},{"$error":"#DIV/0!"},{"$error":"#DIV/0!"},{"$error":"#DIV/0!"},{"$error":"#DIV/0!"},{"$error":"#DIV/0!"},{"$error":"#DIV/0!"},{"$error":"#DIV/0!"},{"$error":"#DIV/0!"},{"$error":"#DIV/0!"},{"$error":"#DIV/0!"},{"$error":"#DIV/0!"},{"$error":"#DIV/0!"},{"$error":"#DIV/0!"},{"$error":"#DIV/0!"},{"$error":"#DIV/0!"},{"$error":"#DIV/0!"},{"$error":"#DIV/0!"},{"$error":"#DIV/0!"},{"$error":"#DIV/0!"},{"$error":"#DIV/0!"},{"$error":"#DIV/0!"},{"$error":"#DIV/0!"},{"$error":"#DIV/0!"},{"$error":"#DIV/0!"},{"$error":"#DIV/0!"},{"$error":"#DIV/0!"},{"$error":"#DIV/0!"},{"$error":"#DIV/0!"},{"$error":"#DIV/0!"},{"$error":"#DIV/0!"},{"$error":"#DIV/0!"},{"$error":"#DIV/0!"},{"$error":"#DIV/0!"},{"$error":"#DIV/0!"},{"$error":"#DIV/0!"},{"$error":"#DIV/0!"},{"$error":"#DIV/0!"},{"$error":"#DIV/0!"},{"$error":"#DIV/0!"},{"$error":"#DIV/0!"},{"$error":"#DIV/0!"},{"$error":"#DIV/0!"},{"$error":"#DIV/0!"},{"$error":"#DIV/0!"},{"$error":"#DIV/0!"},{"$error":"#DIV/0!"},{"$error":"#DIV/0!"},{"$error":"#DIV/0!"},{"$error":"#DIV/0!"},{"$error":"#DIV/0!"},{"$error":"#DIV/0!"},{"$error":"#DIV/0!"},{"$error":"#DIV/0!"},{"$error":"#DIV/0!"},{"$error":"#DIV/0!"},{"$error":"#DIV/0!"},{"$error":"#DIV/0!"},{"$error":"#DIV/0!"},{"$error":"#DIV/0!"},{"$error":"#DIV/0!"},{"$error":"#DIV/0!"},{"$f":"GGX529 + GGX530 - GGX531","v":{"$error":"#DIV/0!"}},{"$error":"#DIV/0!"},{"$error":"#DIV/0!"},{"$error":"#DIV/0!"},{"$error":"#DIV/0!"},{"$error":"#DIV/0!"},{"$error":"#DIV/0!"},{"$error":"#DIV/0!"},{"$error":"#DIV/0!"},{"$error":"#DIV/0!"},{"$error":"#DIV/0!"},{"$error":"#DIV/0!"},{"$error":"#DIV/0!"},{"$error":"#DIV/0!"},{"$error":"#DIV/0!"},{"$error":"#DIV/0!"},{"$error":"#DIV/0!"},{"$error":"#DIV/0!"},{"$error":"#DIV/0!"},{"$error":"#DIV/0!"},{"$error":"#DIV/0!"},{"$error":"#DIV/0!"},{"$error":"#DIV/0!"},{"$error":"#DIV/0!"},{"$error":"#DIV/0!"},{"$error":"#DIV/0!"},{"$error":"#DIV/0!"},{"$error":"#DIV/0!"},{"$error":"#DIV/0!"},{"$error":"#DIV/0!"},{"$error":"#DIV/0!"},{"$error":"#DIV/0!"},{"$error":"#DIV/0!"},{"$error":"#DIV/0!"},{"$error":"#DIV/0!"},{"$error":"#DIV/0!"},{"$error":"#DIV/0!"},{"$error":"#DIV/0!"},{"$error":"#DIV/0!"},{"$error":"#DIV/0!"},{"$error":"#DIV/0!"},{"$error":"#DIV/0!"},{"$error":"#DIV/0!"},{"$error":"#DIV/0!"},{"$error":"#DIV/0!"},{"$error":"#DIV/0!"},{"$error":"#DIV/0!"},{"$error":"#DIV/0!"},{"$error":"#DIV/0!"},{"$error":"#DIV/0!"},{"$error":"#DIV/0!"},{"$error":"#DIV/0!"},{"$error":"#DIV/0!"},{"$error":"#DIV/0!"},{"$error":"#DIV/0!"},{"$error":"#DIV/0!"},{"$error":"#DIV/0!"},{"$error":"#DIV/0!"},{"$error":"#DIV/0!"},{"$error":"#DIV/0!"},{"$error":"#DIV/0!"},{"$error":"#DIV/0!"},{"$error":"#DIV/0!"},{"$error":"#DIV/0!"},{"$f":"GJJ529 + GJJ530 - GJJ531","v":{"$error":"#DIV/0!"}},{"$error":"#DIV/0!"},{"$error":"#DIV/0!"},{"$error":"#DIV/0!"},{"$error":"#DIV/0!"},{"$error":"#DIV/0!"},{"$error":"#DIV/0!"},{"$error":"#DIV/0!"},{"$error":"#DIV/0!"},{"$error":"#DIV/0!"},{"$error":"#DIV/0!"},{"$error":"#DIV/0!"},{"$error":"#DIV/0!"},{"$error":"#DIV/0!"},{"$error":"#DIV/0!"},{"$error":"#DIV/0!"},{"$error":"#DIV/0!"},{"$error":"#DIV/0!"},{"$error":"#DIV/0!"},{"$error":"#DIV/0!"},{"$error":"#DIV/0!"},{"$error":"#DIV/0!"},{"$error":"#DIV/0!"},{"$error":"#DIV/0!"},{"$error":"#DIV/0!"},{"$error":"#DIV/0!"},{"$error":"#DIV/0!"},{"$error":"#DIV/0!"},{"$error":"#DIV/0!"},{"$error":"#DIV/0!"},{"$error":"#DIV/0!"},{"$error":"#DIV/0!"},{"$error":"#DIV/0!"},{"$error":"#DIV/0!"},{"$error":"#DIV/0!"},{"$error":"#DIV/0!"},{"$error":"#DIV/0!"},{"$error":"#DIV/0!"},{"$error":"#DIV/0!"},{"$error":"#DIV/0!"},{"$error":"#DIV/0!"},{"$error":"#DIV/0!"},{"$error":"#DIV/0!"},{"$error":"#DIV/0!"},{"$error":"#DIV/0!"},{"$error":"#DIV/0!"},{"$error":"#DIV/0!"},{"$error":"#DIV/0!"},{"$error":"#DIV/0!"},{"$error":"#DIV/0!"},{"$error":"#DIV/0!"},{"$error":"#DIV/0!"},{"$error":"#DIV/0!"},{"$error":"#DIV/0!"},{"$error":"#DIV/0!"},{"$error":"#DIV/0!"},{"$error":"#DIV/0!"},{"$error":"#DIV/0!"},{"$error":"#DIV/0!"},{"$error":"#DIV/0!"},{"$error":"#DIV/0!"},{"$error":"#DIV/0!"},{"$error":"#DIV/0!"},{"$error":"#DIV/0!"},{"$f":"GLV529 + GLV530 - GLV531","v":{"$error":"#DIV/0!"}},{"$error":"#DIV/0!"},{"$error":"#DIV/0!"},{"$error":"#DIV/0!"},{"$error":"#DIV/0!"},{"$error":"#DIV/0!"},{"$error":"#DIV/0!"},{"$error":"#DIV/0!"},{"$error":"#DIV/0!"},{"$error":"#DIV/0!"},{"$error":"#DIV/0!"},{"$error":"#DIV/0!"},{"$error":"#DIV/0!"},{"$error":"#DIV/0!"},{"$error":"#DIV/0!"},{"$error":"#DIV/0!"},{"$error":"#DIV/0!"},{"$error":"#DIV/0!"},{"$error":"#DIV/0!"},{"$error":"#DIV/0!"},{"$error":"#DIV/0!"},{"$error":"#DIV/0!"},{"$error":"#DIV/0!"},{"$error":"#DIV/0!"},{"$error":"#DIV/0!"},{"$error":"#DIV/0!"},{"$error":"#DIV/0!"},{"$error":"#DIV/0!"},{"$error":"#DIV/0!"},{"$error":"#DIV/0!"},{"$error":"#DIV/0!"},{"$error":"#DIV/0!"},{"$error":"#DIV/0!"},{"$error":"#DIV/0!"},{"$error":"#DIV/0!"},{"$error":"#DIV/0!"},{"$error":"#DIV/0!"},{"$error":"#DIV/0!"},{"$error":"#DIV/0!"},{"$error":"#DIV/0!"},{"$error":"#DIV/0!"},{"$error":"#DIV/0!"},{"$error":"#DIV/0!"},{"$error":"#DIV/0!"},{"$error":"#DIV/0!"},{"$error":"#DIV/0!"},{"$error":"#DIV/0!"},{"$error":"#DIV/0!"},{"$error":"#DIV/0!"},{"$error":"#DIV/0!"},{"$error":"#DIV/0!"},{"$error":"#DIV/0!"},{"$error":"#DIV/0!"},{"$error":"#DIV/0!"},{"$error":"#DIV/0!"},{"$error":"#DIV/0!"},{"$error":"#DIV/0!"},{"$error":"#DIV/0!"},{"$error":"#DIV/0!"},{"$error":"#DIV/0!"},{"$error":"#DIV/0!"},{"$error":"#DIV/0!"},{"$error":"#DIV/0!"},{"$error":"#DIV/0!"},{"$f":"GOH529 + GOH530 - GOH531","v":{"$error":"#DIV/0!"}},{"$error":"#DIV/0!"},{"$error":"#DIV/0!"},{"$error":"#DIV/0!"},{"$error":"#DIV/0!"},{"$error":"#DIV/0!"},{"$error":"#DIV/0!"},{"$error":"#DIV/0!"},{"$error":"#DIV/0!"},{"$error":"#DIV/0!"},{"$error":"#DIV/0!"},{"$error":"#DIV/0!"},{"$error":"#DIV/0!"},{"$error":"#DIV/0!"},{"$error":"#DIV/0!"},{"$error":"#DIV/0!"},{"$error":"#DIV/0!"},{"$error":"#DIV/0!"},{"$error":"#DIV/0!"},{"$error":"#DIV/0!"},{"$error":"#DIV/0!"},{"$error":"#DIV/0!"},{"$error":"#DIV/0!"},{"$error":"#DIV/0!"},{"$error":"#DIV/0!"},{"$error":"#DIV/0!"},{"$error":"#DIV/0!"},{"$error":"#DIV/0!"},{"$error":"#DIV/0!"},{"$error":"#DIV/0!"},{"$error":"#DIV/0!"},{"$error":"#DIV/0!"},{"$error":"#DIV/0!"},{"$error":"#DIV/0!"},{"$error":"#DIV/0!"},{"$error":"#DIV/0!"},{"$error":"#DIV/0!"},{"$error":"#DIV/0!"},{"$error":"#DIV/0!"},{"$error":"#DIV/0!"},{"$error":"#DIV/0!"},{"$error":"#DIV/0!"},{"$error":"#DIV/0!"},{"$error":"#DIV/0!"},{"$error":"#DIV/0!"},{"$error":"#DIV/0!"},{"$error":"#DIV/0!"},{"$error":"#DIV/0!"},{"$error":"#DIV/0!"},{"$error":"#DIV/0!"},{"$error":"#DIV/0!"},{"$error":"#DIV/0!"},{"$error":"#DIV/0!"},{"$error":"#DIV/0!"},{"$error":"#DIV/0!"},{"$error":"#DIV/0!"},{"$error":"#DIV/0!"},{"$error":"#DIV/0!"},{"$error":"#DIV/0!"},{"$error":"#DIV/0!"},{"$error":"#DIV/0!"},{"$error":"#DIV/0!"},{"$error":"#DIV/0!"},{"$error":"#DIV/0!"},{"$f":"GQT529 + GQT530 - GQT531","v":{"$error":"#DIV/0!"}},{"$error":"#DIV/0!"},{"$error":"#DIV/0!"},{"$error":"#DIV/0!"},{"$error":"#DIV/0!"},{"$error":"#DIV/0!"},{"$error":"#DIV/0!"},{"$error":"#DIV/0!"},{"$error":"#DIV/0!"},{"$error":"#DIV/0!"},{"$error":"#DIV/0!"},{"$error":"#DIV/0!"},{"$error":"#DIV/0!"},{"$error":"#DIV/0!"},{"$error":"#DIV/0!"},{"$error":"#DIV/0!"},{"$error":"#DIV/0!"},{"$error":"#DIV/0!"},{"$error":"#DIV/0!"},{"$error":"#DIV/0!"},{"$error":"#DIV/0!"},{"$error":"#DIV/0!"},{"$error":"#DIV/0!"},{"$error":"#DIV/0!"},{"$error":"#DIV/0!"},{"$error":"#DIV/0!"},{"$error":"#DIV/0!"},{"$error":"#DIV/0!"},{"$error":"#DIV/0!"},{"$error":"#DIV/0!"},{"$error":"#DIV/0!"},{"$error":"#DIV/0!"},{"$error":"#DIV/0!"},{"$error":"#DIV/0!"},{"$error":"#DIV/0!"},{"$error":"#DIV/0!"},{"$error":"#DIV/0!"},{"$error":"#DIV/0!"},{"$error":"#DIV/0!"},{"$error":"#DIV/0!"},{"$error":"#DIV/0!"},{"$error":"#DIV/0!"},{"$error":"#DIV/0!"},{"$error":"#DIV/0!"},{"$error":"#DIV/0!"},{"$error":"#DIV/0!"},{"$error":"#DIV/0!"},{"$error":"#DIV/0!"},{"$error":"#DIV/0!"},{"$error":"#DIV/0!"},{"$error":"#DIV/0!"},{"$error":"#DIV/0!"},{"$error":"#DIV/0!"},{"$error":"#DIV/0!"},{"$error":"#DIV/0!"},{"$error":"#DIV/0!"},{"$error":"#DIV/0!"},{"$error":"#DIV/0!"},{"$error":"#DIV/0!"},{"$error":"#DIV/0!"},{"$error":"#DIV/0!"},{"$error":"#DIV/0!"},{"$error":"#DIV/0!"},{"$error":"#DIV/0!"},{"$f":"GTF529 + GTF530 - GTF531","v":{"$error":"#DIV/0!"}},{"$error":"#DIV/0!"},{"$error":"#DIV/0!"},{"$error":"#DIV/0!"},{"$error":"#DIV/0!"},{"$error":"#DIV/0!"},{"$error":"#DIV/0!"},{"$error":"#DIV/0!"},{"$error":"#DIV/0!"},{"$error":"#DIV/0!"},{"$error":"#DIV/0!"},{"$error":"#DIV/0!"},{"$error":"#DIV/0!"},{"$error":"#DIV/0!"},{"$error":"#DIV/0!"},{"$error":"#DIV/0!"},{"$error":"#DIV/0!"},{"$error":"#DIV/0!"},{"$error":"#DIV/0!"},{"$error":"#DIV/0!"},{"$error":"#DIV/0!"},{"$error":"#DIV/0!"},{"$error":"#DIV/0!"},{"$error":"#DIV/0!"},{"$error":"#DIV/0!"},{"$error":"#DIV/0!"},{"$error":"#DIV/0!"},{"$error":"#DIV/0!"},{"$error":"#DIV/0!"},{"$error":"#DIV/0!"},{"$error":"#DIV/0!"},{"$error":"#DIV/0!"},{"$error":"#DIV/0!"},{"$error":"#DIV/0!"},{"$error":"#DIV/0!"},{"$error":"#DIV/0!"},{"$error":"#DIV/0!"},{"$error":"#DIV/0!"},{"$error":"#DIV/0!"},{"$error":"#DIV/0!"},{"$error":"#DIV/0!"},{"$error":"#DIV/0!"},{"$error":"#DIV/0!"},{"$error":"#DIV/0!"},{"$error":"#DIV/0!"},{"$error":"#DIV/0!"},{"$error":"#DIV/0!"},{"$error":"#DIV/0!"},{"$error":"#DIV/0!"},{"$error":"#DIV/0!"},{"$error":"#DIV/0!"},{"$error":"#DIV/0!"},{"$error":"#DIV/0!"},{"$error":"#DIV/0!"},{"$error":"#DIV/0!"},{"$error":"#DIV/0!"},{"$error":"#DIV/0!"},{"$error":"#DIV/0!"},{"$error":"#DIV/0!"},{"$error":"#DIV/0!"},{"$error":"#DIV/0!"},{"$error":"#DIV/0!"},{"$error":"#DIV/0!"},{"$error":"#DIV/0!"},{"$f":"GVR529 + GVR530 - GVR531","v":{"$error":"#DIV/0!"}},{"$error":"#DIV/0!"},{"$error":"#DIV/0!"},{"$error":"#DIV/0!"},{"$error":"#DIV/0!"},{"$error":"#DIV/0!"},{"$error":"#DIV/0!"},{"$error":"#DIV/0!"},{"$error":"#DIV/0!"},{"$error":"#DIV/0!"},{"$error":"#DIV/0!"},{"$error":"#DIV/0!"},{"$error":"#DIV/0!"},{"$error":"#DIV/0!"},{"$error":"#DIV/0!"},{"$error":"#DIV/0!"},{"$error":"#DIV/0!"},{"$error":"#DIV/0!"},{"$error":"#DIV/0!"},{"$error":"#DIV/0!"},{"$error":"#DIV/0!"},{"$error":"#DIV/0!"},{"$error":"#DIV/0!"},{"$error":"#DIV/0!"},{"$error":"#DIV/0!"},{"$error":"#DIV/0!"},{"$error":"#DIV/0!"},{"$error":"#DIV/0!"},{"$error":"#DIV/0!"},{"$error":"#DIV/0!"},{"$error":"#DIV/0!"},{"$error":"#DIV/0!"},{"$error":"#DIV/0!"},{"$error":"#DIV/0!"},{"$error":"#DIV/0!"},{"$error":"#DIV/0!"},{"$error":"#DIV/0!"},{"$error":"#DIV/0!"},{"$error":"#DIV/0!"},{"$error":"#DIV/0!"},{"$error":"#DIV/0!"},{"$error":"#DIV/0!"},{"$error":"#DIV/0!"},{"$error":"#DIV/0!"},{"$error":"#DIV/0!"},{"$error":"#DIV/0!"},{"$error":"#DIV/0!"},{"$error":"#DIV/0!"},{"$error":"#DIV/0!"},{"$error":"#DIV/0!"},{"$error":"#DIV/0!"},{"$error":"#DIV/0!"},{"$error":"#DIV/0!"},{"$error":"#DIV/0!"},{"$error":"#DIV/0!"},{"$error":"#DIV/0!"},{"$error":"#DIV/0!"},{"$error":"#DIV/0!"},{"$error":"#DIV/0!"},{"$error":"#DIV/0!"},{"$error":"#DIV/0!"},{"$error":"#DIV/0!"},{"$error":"#DIV/0!"},{"$error":"#DIV/0!"},{"$f":"GYD529 + GYD530 - GYD531","v":{"$error":"#DIV/0!"}},{"$error":"#DIV/0!"},{"$error":"#DIV/0!"},{"$error":"#DIV/0!"},{"$error":"#DIV/0!"},{"$error":"#DIV/0!"},{"$error":"#DIV/0!"},{"$error":"#DIV/0!"},{"$error":"#DIV/0!"},{"$error":"#DIV/0!"},{"$error":"#DIV/0!"},{"$error":"#DIV/0!"},{"$error":"#DIV/0!"},{"$error":"#DIV/0!"},{"$error":"#DIV/0!"},{"$error":"#DIV/0!"},{"$error":"#DIV/0!"},{"$error":"#DIV/0!"},{"$error":"#DIV/0!"},{"$error":"#DIV/0!"},{"$error":"#DIV/0!"},{"$error":"#DIV/0!"},{"$error":"#DIV/0!"},{"$error":"#DIV/0!"},{"$error":"#DIV/0!"},{"$error":"#DIV/0!"},{"$error":"#DIV/0!"},{"$error":"#DIV/0!"},{"$error":"#DIV/0!"},{"$error":"#DIV/0!"},{"$error":"#DIV/0!"},{"$error":"#DIV/0!"},{"$error":"#DIV/0!"},{"$error":"#DIV/0!"},{"$error":"#DIV/0!"},{"$error":"#DIV/0!"},{"$error":"#DIV/0!"},{"$error":"#DIV/0!"},{"$error":"#DIV/0!"},{"$error":"#DIV/0!"},{"$error":"#DIV/0!"},{"$error":"#DIV/0!"},{"$error":"#DIV/0!"},{"$error":"#DIV/0!"},{"$error":"#DIV/0!"},{"$error":"#DIV/0!"},{"$error":"#DIV/0!"},{"$error":"#DIV/0!"},{"$error":"#DIV/0!"},{"$error":"#DIV/0!"},{"$error":"#DIV/0!"},{"$error":"#DIV/0!"},{"$error":"#DIV/0!"},{"$error":"#DIV/0!"},{"$error":"#DIV/0!"},{"$error":"#DIV/0!"},{"$error":"#DIV/0!"},{"$error":"#DIV/0!"},{"$error":"#DIV/0!"},{"$error":"#DIV/0!"},{"$error":"#DIV/0!"},{"$error":"#DIV/0!"},{"$error":"#DIV/0!"},{"$error":"#DIV/0!"},{"$f":"HAP529 + HAP530 - HAP531","v":{"$error":"#DIV/0!"}},{"$error":"#DIV/0!"},{"$error":"#DIV/0!"},{"$error":"#DIV/0!"},{"$error":"#DIV/0!"},{"$error":"#DIV/0!"},{"$error":"#DIV/0!"},{"$error":"#DIV/0!"},{"$error":"#DIV/0!"},{"$error":"#DIV/0!"},{"$error":"#DIV/0!"},{"$error":"#DIV/0!"},{"$error":"#DIV/0!"},{"$error":"#DIV/0!"},{"$error":"#DIV/0!"},{"$error":"#DIV/0!"},{"$error":"#DIV/0!"},{"$error":"#DIV/0!"},{"$error":"#DIV/0!"},{"$error":"#DIV/0!"},{"$error":"#DIV/0!"},{"$error":"#DIV/0!"},{"$error":"#DIV/0!"},{"$error":"#DIV/0!"},{"$error":"#DIV/0!"},{"$error":"#DIV/0!"},{"$error":"#DIV/0!"},{"$error":"#DIV/0!"},{"$error":"#DIV/0!"},{"$error":"#DIV/0!"},{"$error":"#DIV/0!"},{"$error":"#DIV/0!"},{"$error":"#DIV/0!"},{"$error":"#DIV/0!"},{"$error":"#DIV/0!"},{"$error":"#DIV/0!"},{"$error":"#DIV/0!"},{"$error":"#DIV/0!"},{"$error":"#DIV/0!"},{"$error":"#DIV/0!"},{"$error":"#DIV/0!"},{"$error":"#DIV/0!"},{"$error":"#DIV/0!"},{"$error":"#DIV/0!"},{"$error":"#DIV/0!"},{"$error":"#DIV/0!"},{"$error":"#DIV/0!"},{"$error":"#DIV/0!"},{"$error":"#DIV/0!"},{"$error":"#DIV/0!"},{"$error":"#DIV/0!"},{"$error":"#DIV/0!"},{"$error":"#DIV/0!"},{"$error":"#DIV/0!"},{"$error":"#DIV/0!"},{"$error":"#DIV/0!"},{"$error":"#DIV/0!"},{"$error":"#DIV/0!"},{"$error":"#DIV/0!"},{"$error":"#DIV/0!"},{"$error":"#DIV/0!"},{"$error":"#DIV/0!"},{"$error":"#DIV/0!"},{"$error":"#DIV/0!"},{"$f":"HDB529 + HDB530 - HDB531","v":{"$error":"#DIV/0!"}},{"$error":"#DIV/0!"},{"$error":"#DIV/0!"},{"$error":"#DIV/0!"},{"$error":"#DIV/0!"},{"$error":"#DIV/0!"},{"$error":"#DIV/0!"},{"$error":"#DIV/0!"},{"$error":"#DIV/0!"},{"$error":"#DIV/0!"},{"$error":"#DIV/0!"},{"$error":"#DIV/0!"},{"$error":"#DIV/0!"},{"$error":"#DIV/0!"},{"$error":"#DIV/0!"},{"$error":"#DIV/0!"},{"$error":"#DIV/0!"},{"$error":"#DIV/0!"},{"$error":"#DIV/0!"},{"$error":"#DIV/0!"},{"$error":"#DIV/0!"},{"$error":"#DIV/0!"},{"$error":"#DIV/0!"},{"$error":"#DIV/0!"},{"$error":"#DIV/0!"},{"$error":"#DIV/0!"},{"$error":"#DIV/0!"},{"$error":"#DIV/0!"},{"$error":"#DIV/0!"},{"$error":"#DIV/0!"},{"$error":"#DIV/0!"},{"$error":"#DIV/0!"},{"$error":"#DIV/0!"},{"$error":"#DIV/0!"},{"$error":"#DIV/0!"},{"$error":"#DIV/0!"},{"$error":"#DIV/0!"},{"$error":"#DIV/0!"},{"$error":"#DIV/0!"},{"$error":"#DIV/0!"},{"$error":"#DIV/0!"},{"$error":"#DIV/0!"},{"$error":"#DIV/0!"},{"$error":"#DIV/0!"},{"$error":"#DIV/0!"},{"$error":"#DIV/0!"},{"$error":"#DIV/0!"},{"$error":"#DIV/0!"},{"$error":"#DIV/0!"},{"$error":"#DIV/0!"},{"$error":"#DIV/0!"},{"$error":"#DIV/0!"},{"$error":"#DIV/0!"},{"$error":"#DIV/0!"},{"$error":"#DIV/0!"},{"$error":"#DIV/0!"},{"$error":"#DIV/0!"},{"$error":"#DIV/0!"},{"$error":"#DIV/0!"},{"$error":"#DIV/0!"},{"$error":"#DIV/0!"},{"$error":"#DIV/0!"},{"$error":"#DIV/0!"},{"$error":"#DIV/0!"},{"$f":"HFN529 + HFN530 - HFN531","v":{"$error":"#DIV/0!"}},{"$error":"#DIV/0!"},{"$error":"#DIV/0!"},{"$error":"#DIV/0!"},{"$error":"#DIV/0!"},{"$error":"#DIV/0!"},{"$error":"#DIV/0!"},{"$error":"#DIV/0!"},{"$error":"#DIV/0!"},{"$error":"#DIV/0!"},{"$error":"#DIV/0!"},{"$error":"#DIV/0!"},{"$error":"#DIV/0!"},{"$error":"#DIV/0!"},{"$error":"#DIV/0!"},{"$error":"#DIV/0!"},{"$error":"#DIV/0!"},{"$error":"#DIV/0!"},{"$error":"#DIV/0!"},{"$error":"#DIV/0!"},{"$error":"#DIV/0!"},{"$error":"#DIV/0!"},{"$error":"#DIV/0!"},{"$error":"#DIV/0!"},{"$error":"#DIV/0!"},{"$error":"#DIV/0!"},{"$error":"#DIV/0!"},{"$error":"#DIV/0!"},{"$error":"#DIV/0!"},{"$error":"#DIV/0!"},{"$error":"#DIV/0!"},{"$error":"#DIV/0!"},{"$error":"#DIV/0!"},{"$error":"#DIV/0!"},{"$error":"#DIV/0!"},{"$error":"#DIV/0!"},{"$error":"#DIV/0!"},{"$error":"#DIV/0!"},{"$error":"#DIV/0!"},{"$error":"#DIV/0!"},{"$error":"#DIV/0!"},{"$error":"#DIV/0!"},{"$error":"#DIV/0!"},{"$error":"#DIV/0!"},{"$error":"#DIV/0!"},{"$error":"#DIV/0!"},{"$error":"#DIV/0!"},{"$error":"#DIV/0!"},{"$error":"#DIV/0!"},{"$error":"#DIV/0!"},{"$error":"#DIV/0!"},{"$error":"#DIV/0!"},{"$error":"#DIV/0!"},{"$error":"#DIV/0!"},{"$error":"#DIV/0!"},{"$error":"#DIV/0!"},{"$error":"#DIV/0!"},{"$error":"#DIV/0!"},{"$error":"#DIV/0!"},{"$error":"#DIV/0!"},{"$error":"#DIV/0!"},{"$error":"#DIV/0!"},{"$error":"#DIV/0!"},{"$error":"#DIV/0!"},{"$f":"HHZ529 + HHZ530 - HHZ531","v":{"$error":"#DIV/0!"}},{"$error":"#DIV/0!"},{"$error":"#DIV/0!"},{"$error":"#DIV/0!"},{"$error":"#DIV/0!"},{"$error":"#DIV/0!"},{"$error":"#DIV/0!"},{"$error":"#DIV/0!"},{"$error":"#DIV/0!"},{"$error":"#DIV/0!"},{"$error":"#DIV/0!"},{"$error":"#DIV/0!"},{"$error":"#DIV/0!"},{"$error":"#DIV/0!"},{"$error":"#DIV/0!"},{"$error":"#DIV/0!"},{"$error":"#DIV/0!"},{"$error":"#DIV/0!"},{"$error":"#DIV/0!"},{"$error":"#DIV/0!"},{"$error":"#DIV/0!"},{"$error":"#DIV/0!"},{"$error":"#DIV/0!"},{"$error":"#DIV/0!"},{"$error":"#DIV/0!"},{"$error":"#DIV/0!"},{"$error":"#DIV/0!"},{"$error":"#DIV/0!"},{"$error":"#DIV/0!"},{"$error":"#DIV/0!"},{"$error":"#DIV/0!"},{"$error":"#DIV/0!"},{"$error":"#DIV/0!"},{"$error":"#DIV/0!"},{"$error":"#DIV/0!"},{"$error":"#DIV/0!"},{"$error":"#DIV/0!"},{"$error":"#DIV/0!"},{"$error":"#DIV/0!"},{"$error":"#DIV/0!"},{"$error":"#DIV/0!"},{"$error":"#DIV/0!"},{"$error":"#DIV/0!"},{"$error":"#DIV/0!"},{"$error":"#DIV/0!"},{"$error":"#DIV/0!"},{"$error":"#DIV/0!"},{"$error":"#DIV/0!"},{"$error":"#DIV/0!"},{"$error":"#DIV/0!"},{"$error":"#DIV/0!"},{"$error":"#DIV/0!"},{"$error":"#DIV/0!"},{"$error":"#DIV/0!"},{"$error":"#DIV/0!"},{"$error":"#DIV/0!"},{"$error":"#DIV/0!"},{"$error":"#DIV/0!"},{"$error":"#DIV/0!"},{"$error":"#DIV/0!"},{"$error":"#DIV/0!"},{"$error":"#DIV/0!"},{"$error":"#DIV/0!"},{"$error":"#DIV/0!"},{"$f":"HKL529 + HKL530 - HKL531","v":{"$error":"#DIV/0!"}},{"$error":"#DIV/0!"},{"$error":"#DIV/0!"},{"$error":"#DIV/0!"},{"$error":"#DIV/0!"},{"$error":"#DIV/0!"},{"$error":"#DIV/0!"},{"$error":"#DIV/0!"},{"$error":"#DIV/0!"},{"$error":"#DIV/0!"},{"$error":"#DIV/0!"},{"$error":"#DIV/0!"},{"$error":"#DIV/0!"},{"$error":"#DIV/0!"},{"$error":"#DIV/0!"},{"$error":"#DIV/0!"},{"$error":"#DIV/0!"},{"$error":"#DIV/0!"},{"$error":"#DIV/0!"},{"$error":"#DIV/0!"},{"$error":"#DIV/0!"},{"$error":"#DIV/0!"},{"$error":"#DIV/0!"},{"$error":"#DIV/0!"},{"$error":"#DIV/0!"},{"$error":"#DIV/0!"},{"$error":"#DIV/0!"},{"$error":"#DIV/0!"},{"$error":"#DIV/0!"},{"$error":"#DIV/0!"},{"$error":"#DIV/0!"},{"$error":"#DIV/0!"},{"$error":"#DIV/0!"},{"$error":"#DIV/0!"},{"$error":"#DIV/0!"},{"$error":"#DIV/0!"},{"$error":"#DIV/0!"},{"$error":"#DIV/0!"},{"$error":"#DIV/0!"},{"$error":"#DIV/0!"},{"$error":"#DIV/0!"},{"$error":"#DIV/0!"},{"$error":"#DIV/0!"},{"$error":"#DIV/0!"},{"$error":"#DIV/0!"},{"$error":"#DIV/0!"},{"$error":"#DIV/0!"},{"$error":"#DIV/0!"},{"$error":"#DIV/0!"},{"$error":"#DIV/0!"},{"$error":"#DIV/0!"},{"$error":"#DIV/0!"},{"$error":"#DIV/0!"},{"$error":"#DIV/0!"},{"$error":"#DIV/0!"},{"$error":"#DIV/0!"},{"$error":"#DIV/0!"},{"$error":"#DIV/0!"},{"$error":"#DIV/0!"},{"$error":"#DIV/0!"},{"$error":"#DIV/0!"},{"$error":"#DIV/0!"},{"$error":"#DIV/0!"},{"$error":"#DIV/0!"},{"$f":"HMX529 + HMX530 - HMX531","v":{"$error":"#DIV/0!"}},{"$error":"#DIV/0!"},{"$error":"#DIV/0!"},{"$error":"#DIV/0!"},{"$error":"#DIV/0!"},{"$error":"#DIV/0!"},{"$error":"#DIV/0!"},{"$error":"#DIV/0!"},{"$error":"#DIV/0!"},{"$error":"#DIV/0!"},{"$error":"#DIV/0!"},{"$error":"#DIV/0!"},{"$error":"#DIV/0!"},{"$error":"#DIV/0!"},{"$error":"#DIV/0!"},{"$error":"#DIV/0!"},{"$error":"#DIV/0!"},{"$error":"#DIV/0!"},{"$error":"#DIV/0!"},{"$error":"#DIV/0!"},{"$error":"#DIV/0!"},{"$error":"#DIV/0!"},{"$error":"#DIV/0!"},{"$error":"#DIV/0!"},{"$error":"#DIV/0!"},{"$error":"#DIV/0!"},{"$error":"#DIV/0!"},{"$error":"#DIV/0!"},{"$error":"#DIV/0!"},{"$error":"#DIV/0!"},{"$error":"#DIV/0!"},{"$error":"#DIV/0!"},{"$error":"#DIV/0!"},{"$error":"#DIV/0!"},{"$error":"#DIV/0!"},{"$error":"#DIV/0!"},{"$error":"#DIV/0!"},{"$error":"#DIV/0!"},{"$error":"#DIV/0!"},{"$error":"#DIV/0!"},{"$error":"#DIV/0!"},{"$error":"#DIV/0!"},{"$error":"#DIV/0!"},{"$error":"#DIV/0!"},{"$error":"#DIV/0!"},{"$error":"#DIV/0!"},{"$error":"#DIV/0!"},{"$error":"#DIV/0!"},{"$error":"#DIV/0!"},{"$error":"#DIV/0!"},{"$error":"#DIV/0!"},{"$error":"#DIV/0!"},{"$error":"#DIV/0!"},{"$error":"#DIV/0!"},{"$error":"#DIV/0!"},{"$error":"#DIV/0!"},{"$error":"#DIV/0!"},{"$error":"#DIV/0!"},{"$error":"#DIV/0!"},{"$error":"#DIV/0!"},{"$error":"#DIV/0!"},{"$error":"#DIV/0!"},{"$error":"#DIV/0!"},{"$error":"#DIV/0!"},{"$f":"HPJ529 + HPJ530 - HPJ531","v":{"$error":"#DIV/0!"}},{"$error":"#DIV/0!"},{"$error":"#DIV/0!"},{"$error":"#DIV/0!"},{"$error":"#DIV/0!"},{"$error":"#DIV/0!"},{"$error":"#DIV/0!"},{"$error":"#DIV/0!"},{"$error":"#DIV/0!"},{"$error":"#DIV/0!"},{"$error":"#DIV/0!"},{"$error":"#DIV/0!"},{"$error":"#DIV/0!"},{"$error":"#DIV/0!"},{"$error":"#DIV/0!"},{"$error":"#DIV/0!"},{"$error":"#DIV/0!"},{"$error":"#DIV/0!"},{"$error":"#DIV/0!"},{"$error":"#DIV/0!"},{"$error":"#DIV/0!"},{"$error":"#DIV/0!"},{"$error":"#DIV/0!"},{"$error":"#DIV/0!"},{"$error":"#DIV/0!"},{"$error":"#DIV/0!"},{"$error":"#DIV/0!"},{"$error":"#DIV/0!"},{"$error":"#DIV/0!"},{"$error":"#DIV/0!"},{"$error":"#DIV/0!"},{"$error":"#DIV/0!"},{"$error":"#DIV/0!"},{"$error":"#DIV/0!"},{"$error":"#DIV/0!"},{"$error":"#DIV/0!"},{"$error":"#DIV/0!"},{"$error":"#DIV/0!"},{"$error":"#DIV/0!"},{"$error":"#DIV/0!"},{"$error":"#DIV/0!"},{"$error":"#DIV/0!"},{"$error":"#DIV/0!"},{"$error":"#DIV/0!"},{"$error":"#DIV/0!"},{"$error":"#DIV/0!"},{"$error":"#DIV/0!"},{"$error":"#DIV/0!"},{"$error":"#DIV/0!"},{"$error":"#DIV/0!"},{"$error":"#DIV/0!"},{"$error":"#DIV/0!"},{"$error":"#DIV/0!"},{"$error":"#DIV/0!"},{"$error":"#DIV/0!"},{"$error":"#DIV/0!"},{"$error":"#DIV/0!"},{"$error":"#DIV/0!"},{"$error":"#DIV/0!"},{"$error":"#DIV/0!"},{"$error":"#DIV/0!"},{"$error":"#DIV/0!"},{"$error":"#DIV/0!"},{"$error":"#DIV/0!"},{"$f":"HRV529 + HRV530 - HRV531","v":{"$error":"#DIV/0!"}},{"$error":"#DIV/0!"},{"$error":"#DIV/0!"},{"$error":"#DIV/0!"},{"$error":"#DIV/0!"},{"$error":"#DIV/0!"},{"$error":"#DIV/0!"},{"$error":"#DIV/0!"},{"$error":"#DIV/0!"},{"$error":"#DIV/0!"},{"$error":"#DIV/0!"},{"$error":"#DIV/0!"},{"$error":"#DIV/0!"},{"$error":"#DIV/0!"},{"$error":"#DIV/0!"},{"$error":"#DIV/0!"},{"$error":"#DIV/0!"},{"$error":"#DIV/0!"},{"$error":"#DIV/0!"},{"$error":"#DIV/0!"},{"$error":"#DIV/0!"},{"$error":"#DIV/0!"},{"$error":"#DIV/0!"},{"$error":"#DIV/0!"},{"$error":"#DIV/0!"},{"$error":"#DIV/0!"},{"$error":"#DIV/0!"},{"$error":"#DIV/0!"},{"$error":"#DIV/0!"},{"$error":"#DIV/0!"},{"$error":"#DIV/0!"},{"$error":"#DIV/0!"},{"$error":"#DIV/0!"},{"$error":"#DIV/0!"},{"$error":"#DIV/0!"},{"$error":"#DIV/0!"},{"$error":"#DIV/0!"},{"$error":"#DIV/0!"},{"$error":"#DIV/0!"},{"$error":"#DIV/0!"},{"$error":"#DIV/0!"},{"$error":"#DIV/0!"},{"$error":"#DIV/0!"},{"$error":"#DIV/0!"},{"$error":"#DIV/0!"},{"$error":"#DIV/0!"},{"$error":"#DIV/0!"},{"$error":"#DIV/0!"},{"$error":"#DIV/0!"},{"$error":"#DIV/0!"},{"$error":"#DIV/0!"},{"$error":"#DIV/0!"},{"$error":"#DIV/0!"},{"$error":"#DIV/0!"},{"$error":"#DIV/0!"},{"$error":"#DIV/0!"},{"$error":"#DIV/0!"},{"$error":"#DIV/0!"},{"$error":"#DIV/0!"},{"$error":"#DIV/0!"},{"$error":"#DIV/0!"},{"$error":"#DIV/0!"},{"$error":"#DIV/0!"},{"$error":"#DIV/0!"},{"$f":"HUH529 + HUH530 - HUH531","v":{"$error":"#DIV/0!"}},{"$error":"#DIV/0!"},{"$error":"#DIV/0!"},{"$error":"#DIV/0!"},{"$error":"#DIV/0!"},{"$error":"#DIV/0!"},{"$error":"#DIV/0!"},{"$error":"#DIV/0!"},{"$error":"#DIV/0!"},{"$error":"#DIV/0!"},{"$error":"#DIV/0!"},{"$error":"#DIV/0!"},{"$error":"#DIV/0!"},{"$error":"#DIV/0!"},{"$error":"#DIV/0!"},{"$error":"#DIV/0!"},{"$error":"#DIV/0!"},{"$error":"#DIV/0!"},{"$error":"#DIV/0!"},{"$error":"#DIV/0!"},{"$error":"#DIV/0!"},{"$error":"#DIV/0!"},{"$error":"#DIV/0!"},{"$error":"#DIV/0!"},{"$error":"#DIV/0!"},{"$error":"#DIV/0!"},{"$error":"#DIV/0!"},{"$error":"#DIV/0!"},{"$error":"#DIV/0!"},{"$error":"#DIV/0!"},{"$error":"#DIV/0!"},{"$error":"#DIV/0!"},{"$error":"#DIV/0!"},{"$error":"#DIV/0!"},{"$error":"#DIV/0!"},{"$error":"#DIV/0!"},{"$error":"#DIV/0!"},{"$error":"#DIV/0!"},{"$error":"#DIV/0!"},{"$error":"#DIV/0!"},{"$error":"#DIV/0!"},{"$error":"#DIV/0!"},{"$error":"#DIV/0!"},{"$error":"#DIV/0!"},{"$error":"#DIV/0!"},{"$error":"#DIV/0!"},{"$error":"#DIV/0!"},{"$error":"#DIV/0!"},{"$error":"#DIV/0!"},{"$error":"#DIV/0!"},{"$error":"#DIV/0!"},{"$error":"#DIV/0!"},{"$error":"#DIV/0!"},{"$error":"#DIV/0!"},{"$error":"#DIV/0!"},{"$error":"#DIV/0!"},{"$error":"#DIV/0!"},{"$error":"#DIV/0!"},{"$error":"#DIV/0!"},{"$error":"#DIV/0!"},{"$error":"#DIV/0!"},{"$error":"#DIV/0!"},{"$error":"#DIV/0!"},{"$error":"#DIV/0!"},{"$f":"HWT529 + HWT530 - HWT531","v":{"$error":"#DIV/0!"}},{"$error":"#DIV/0!"},{"$error":"#DIV/0!"},{"$error":"#DIV/0!"},{"$error":"#DIV/0!"},{"$error":"#DIV/0!"},{"$error":"#DIV/0!"},{"$error":"#DIV/0!"},{"$error":"#DIV/0!"},{"$error":"#DIV/0!"},{"$error":"#DIV/0!"},{"$error":"#DIV/0!"},{"$error":"#DIV/0!"},{"$error":"#DIV/0!"},{"$error":"#DIV/0!"},{"$error":"#DIV/0!"},{"$error":"#DIV/0!"},{"$error":"#DIV/0!"},{"$error":"#DIV/0!"},{"$error":"#DIV/0!"},{"$error":"#DIV/0!"},{"$error":"#DIV/0!"},{"$error":"#DIV/0!"},{"$error":"#DIV/0!"},{"$error":"#DIV/0!"},{"$error":"#DIV/0!"},{"$error":"#DIV/0!"},{"$error":"#DIV/0!"},{"$error":"#DIV/0!"},{"$error":"#DIV/0!"},{"$error":"#DIV/0!"},{"$error":"#DIV/0!"},{"$error":"#DIV/0!"},{"$error":"#DIV/0!"},{"$error":"#DIV/0!"},{"$error":"#DIV/0!"},{"$error":"#DIV/0!"},{"$error":"#DIV/0!"},{"$error":"#DIV/0!"},{"$error":"#DIV/0!"},{"$error":"#DIV/0!"},{"$error":"#DIV/0!"},{"$error":"#DIV/0!"},{"$error":"#DIV/0!"},{"$error":"#DIV/0!"},{"$error":"#DIV/0!"},{"$error":"#DIV/0!"},{"$error":"#DIV/0!"},{"$error":"#DIV/0!"},{"$error":"#DIV/0!"},{"$error":"#DIV/0!"},{"$error":"#DIV/0!"},{"$error":"#DIV/0!"},{"$error":"#DIV/0!"},{"$error":"#DIV/0!"},{"$error":"#DIV/0!"},{"$error":"#DIV/0!"},{"$error":"#DIV/0!"},{"$error":"#DIV/0!"},{"$error":"#DIV/0!"},{"$error":"#DIV/0!"},{"$error":"#DIV/0!"},{"$error":"#DIV/0!"},{"$error":"#DIV/0!"},{"$f":"HZF529 + HZF530 - HZF531","v":{"$error":"#DIV/0!"}},{"$error":"#DIV/0!"},{"$error":"#DIV/0!"},{"$error":"#DIV/0!"},{"$error":"#DIV/0!"},{"$error":"#DIV/0!"},{"$error":"#DIV/0!"},{"$error":"#DIV/0!"},{"$error":"#DIV/0!"},{"$error":"#DIV/0!"},{"$error":"#DIV/0!"},{"$error":"#DIV/0!"},{"$error":"#DIV/0!"},{"$error":"#DIV/0!"},{"$error":"#DIV/0!"},{"$error":"#DIV/0!"},{"$error":"#DIV/0!"},{"$error":"#DIV/0!"},{"$error":"#DIV/0!"},{"$error":"#DIV/0!"},{"$error":"#DIV/0!"},{"$error":"#DIV/0!"},{"$error":"#DIV/0!"},{"$error":"#DIV/0!"},{"$error":"#DIV/0!"},{"$error":"#DIV/0!"},{"$error":"#DIV/0!"},{"$error":"#DIV/0!"},{"$error":"#DIV/0!"},{"$error":"#DIV/0!"},{"$error":"#DIV/0!"},{"$error":"#DIV/0!"},{"$error":"#DIV/0!"},{"$error":"#DIV/0!"},{"$error":"#DIV/0!"},{"$error":"#DIV/0!"},{"$error":"#DIV/0!"},{"$error":"#DIV/0!"},{"$error":"#DIV/0!"},{"$error":"#DIV/0!"},{"$error":"#DIV/0!"},{"$error":"#DIV/0!"},{"$error":"#DIV/0!"},{"$error":"#DIV/0!"},{"$error":"#DIV/0!"},{"$error":"#DIV/0!"},{"$error":"#DIV/0!"},{"$error":"#DIV/0!"},{"$error":"#DIV/0!"},{"$error":"#DIV/0!"},{"$error":"#DIV/0!"},{"$error":"#DIV/0!"},{"$error":"#DIV/0!"},{"$error":"#DIV/0!"},{"$error":"#DIV/0!"},{"$error":"#DIV/0!"},{"$error":"#DIV/0!"},{"$error":"#DIV/0!"},{"$error":"#DIV/0!"},{"$error":"#DIV/0!"},{"$error":"#DIV/0!"},{"$error":"#DIV/0!"},{"$error":"#DIV/0!"},{"$error":"#DIV/0!"},{"$f":"IBR529 + IBR530 - IBR531","v":{"$error":"#DIV/0!"}},{"$error":"#DIV/0!"},{"$error":"#DIV/0!"},{"$error":"#DIV/0!"},{"$error":"#DIV/0!"},{"$error":"#DIV/0!"},{"$error":"#DIV/0!"},{"$error":"#DIV/0!"},{"$error":"#DIV/0!"},{"$error":"#DIV/0!"},{"$error":"#DIV/0!"},{"$error":"#DIV/0!"},{"$error":"#DIV/0!"},{"$error":"#DIV/0!"},{"$error":"#DIV/0!"},{"$error":"#DIV/0!"},{"$error":"#DIV/0!"},{"$error":"#DIV/0!"},{"$error":"#DIV/0!"},{"$error":"#DIV/0!"},{"$error":"#DIV/0!"},{"$error":"#DIV/0!"},{"$error":"#DIV/0!"},{"$error":"#DIV/0!"},{"$error":"#DIV/0!"},{"$error":"#DIV/0!"},{"$error":"#DIV/0!"},{"$error":"#DIV/0!"},{"$error":"#DIV/0!"},{"$error":"#DIV/0!"},{"$error":"#DIV/0!"},{"$error":"#DIV/0!"},{"$error":"#DIV/0!"},{"$error":"#DIV/0!"},{"$error":"#DIV/0!"},{"$error":"#DIV/0!"},{"$error":"#DIV/0!"},{"$error":"#DIV/0!"},{"$error":"#DIV/0!"},{"$error":"#DIV/0!"},{"$error":"#DIV/0!"},{"$error":"#DIV/0!"},{"$error":"#DIV/0!"},{"$error":"#DIV/0!"},{"$error":"#DIV/0!"},{"$error":"#DIV/0!"},{"$error":"#DIV/0!"},{"$error":"#DIV/0!"},{"$error":"#DIV/0!"},{"$error":"#DIV/0!"},{"$error":"#DIV/0!"},{"$error":"#DIV/0!"},{"$error":"#DIV/0!"},{"$error":"#DIV/0!"},{"$error":"#DIV/0!"},{"$error":"#DIV/0!"},{"$error":"#DIV/0!"},{"$error":"#DIV/0!"},{"$error":"#DIV/0!"},{"$error":"#DIV/0!"},{"$error":"#DIV/0!"},{"$error":"#DIV/0!"},{"$error":"#DIV/0!"},{"$error":"#DIV/0!"},{"$f":"IED529 + IED530 - IED531","v":{"$error":"#DIV/0!"}},{"$error":"#DIV/0!"},{"$error":"#DIV/0!"},{"$error":"#DIV/0!"},{"$error":"#DIV/0!"},{"$error":"#DIV/0!"},{"$error":"#DIV/0!"},{"$error":"#DIV/0!"},{"$error":"#DIV/0!"},{"$error":"#DIV/0!"},{"$error":"#DIV/0!"},{"$error":"#DIV/0!"},{"$error":"#DIV/0!"},{"$error":"#DIV/0!"},{"$error":"#DIV/0!"},{"$error":"#DIV/0!"},{"$error":"#DIV/0!"},{"$error":"#DIV/0!"},{"$error":"#DIV/0!"},{"$error":"#DIV/0!"},{"$error":"#DIV/0!"},{"$error":"#DIV/0!"},{"$error":"#DIV/0!"},{"$error":"#DIV/0!"},{"$error":"#DIV/0!"},{"$error":"#DIV/0!"},{"$error":"#DIV/0!"},{"$error":"#DIV/0!"},{"$error":"#DIV/0!"},{"$error":"#DIV/0!"},{"$error":"#DIV/0!"},{"$error":"#DIV/0!"},{"$error":"#DIV/0!"},{"$error":"#DIV/0!"},{"$error":"#DIV/0!"},{"$error":"#DIV/0!"},{"$error":"#DIV/0!"},{"$error":"#DIV/0!"},{"$error":"#DIV/0!"},{"$error":"#DIV/0!"},{"$error":"#DIV/0!"},{"$error":"#DIV/0!"},{"$error":"#DIV/0!"},{"$error":"#DIV/0!"},{"$error":"#DIV/0!"},{"$error":"#DIV/0!"},{"$error":"#DIV/0!"},{"$error":"#DIV/0!"},{"$error":"#DIV/0!"},{"$error":"#DIV/0!"},{"$error":"#DIV/0!"},{"$error":"#DIV/0!"},{"$error":"#DIV/0!"},{"$error":"#DIV/0!"},{"$error":"#DIV/0!"},{"$error":"#DIV/0!"},{"$error":"#DIV/0!"},{"$error":"#DIV/0!"},{"$error":"#DIV/0!"},{"$error":"#DIV/0!"},{"$error":"#DIV/0!"},{"$error":"#DIV/0!"},{"$error":"#DIV/0!"},{"$error":"#DIV/0!"},{"$f":"IGP529 + IGP530 - IGP531","v":{"$error":"#DIV/0!"}},{"$error":"#DIV/0!"},{"$error":"#DIV/0!"},{"$error":"#DIV/0!"},{"$error":"#DIV/0!"},{"$error":"#DIV/0!"},{"$error":"#DIV/0!"},{"$error":"#DIV/0!"},{"$error":"#DIV/0!"},{"$error":"#DIV/0!"},{"$error":"#DIV/0!"},{"$error":"#DIV/0!"},{"$error":"#DIV/0!"},{"$error":"#DIV/0!"},{"$error":"#DIV/0!"},{"$error":"#DIV/0!"},{"$error":"#DIV/0!"},{"$error":"#DIV/0!"},{"$error":"#DIV/0!"},{"$error":"#DIV/0!"},{"$error":"#DIV/0!"},{"$error":"#DIV/0!"},{"$error":"#DIV/0!"},{"$error":"#DIV/0!"},{"$error":"#DIV/0!"},{"$error":"#DIV/0!"},{"$error":"#DIV/0!"},{"$error":"#DIV/0!"},{"$error":"#DIV/0!"},{"$error":"#DIV/0!"},{"$error":"#DIV/0!"},{"$error":"#DIV/0!"},{"$error":"#DIV/0!"},{"$error":"#DIV/0!"},{"$error":"#DIV/0!"},{"$error":"#DIV/0!"},{"$error":"#DIV/0!"},{"$error":"#DIV/0!"},{"$error":"#DIV/0!"},{"$error":"#DIV/0!"},{"$error":"#DIV/0!"},{"$error":"#DIV/0!"},{"$error":"#DIV/0!"},{"$error":"#DIV/0!"},{"$error":"#DIV/0!"},{"$error":"#DIV/0!"},{"$error":"#DIV/0!"},{"$error":"#DIV/0!"},{"$error":"#DIV/0!"},{"$error":"#DIV/0!"},{"$error":"#DIV/0!"},{"$error":"#DIV/0!"},{"$error":"#DIV/0!"},{"$error":"#DIV/0!"},{"$error":"#DIV/0!"},{"$error":"#DIV/0!"},{"$error":"#DIV/0!"},{"$error":"#DIV/0!"},{"$error":"#DIV/0!"},{"$error":"#DIV/0!"},{"$error":"#DIV/0!"},{"$error":"#DIV/0!"},{"$error":"#DIV/0!"},{"$error":"#DIV/0!"},{"$f":"IJB529 + IJB530 - IJB531","v":{"$error":"#DIV/0!"}},{"$error":"#DIV/0!"},{"$error":"#DIV/0!"},{"$error":"#DIV/0!"},{"$error":"#DIV/0!"},{"$error":"#DIV/0!"},{"$error":"#DIV/0!"},{"$error":"#DIV/0!"},{"$error":"#DIV/0!"},{"$error":"#DIV/0!"},{"$error":"#DIV/0!"},{"$error":"#DIV/0!"},{"$error":"#DIV/0!"},{"$error":"#DIV/0!"},{"$error":"#DIV/0!"},{"$error":"#DIV/0!"},{"$error":"#DIV/0!"},{"$error":"#DIV/0!"},{"$error":"#DIV/0!"},{"$error":"#DIV/0!"},{"$error":"#DIV/0!"},{"$error":"#DIV/0!"},{"$error":"#DIV/0!"},{"$error":"#DIV/0!"},{"$error":"#DIV/0!"},{"$error":"#DIV/0!"},{"$error":"#DIV/0!"},{"$error":"#DIV/0!"},{"$error":"#DIV/0!"},{"$error":"#DIV/0!"},{"$error":"#DIV/0!"},{"$error":"#DIV/0!"},{"$error":"#DIV/0!"},{"$error":"#DIV/0!"},{"$error":"#DIV/0!"},{"$error":"#DIV/0!"},{"$error":"#DIV/0!"},{"$error":"#DIV/0!"},{"$error":"#DIV/0!"},{"$error":"#DIV/0!"},{"$error":"#DIV/0!"},{"$error":"#DIV/0!"},{"$error":"#DIV/0!"},{"$error":"#DIV/0!"},{"$error":"#DIV/0!"},{"$error":"#DIV/0!"},{"$error":"#DIV/0!"},{"$error":"#DIV/0!"},{"$error":"#DIV/0!"},{"$error":"#DIV/0!"},{"$error":"#DIV/0!"},{"$error":"#DIV/0!"},{"$error":"#DIV/0!"},{"$error":"#DIV/0!"},{"$error":"#DIV/0!"},{"$error":"#DIV/0!"},{"$error":"#DIV/0!"},{"$error":"#DIV/0!"},{"$error":"#DIV/0!"},{"$error":"#DIV/0!"},{"$error":"#DIV/0!"},{"$error":"#DIV/0!"},{"$error":"#DIV/0!"},{"$error":"#DIV/0!"},{"$f":"ILN529 + ILN530 - ILN531","v":{"$error":"#DIV/0!"}},{"$error":"#DIV/0!"},{"$error":"#DIV/0!"},{"$error":"#DIV/0!"},{"$error":"#DIV/0!"},{"$error":"#DIV/0!"},{"$error":"#DIV/0!"},{"$error":"#DIV/0!"},{"$error":"#DIV/0!"},{"$error":"#DIV/0!"},{"$error":"#DIV/0!"},{"$error":"#DIV/0!"},{"$error":"#DIV/0!"},{"$error":"#DIV/0!"},{"$error":"#DIV/0!"},{"$error":"#DIV/0!"},{"$error":"#DIV/0!"},{"$error":"#DIV/0!"},{"$error":"#DIV/0!"},{"$error":"#DIV/0!"},{"$error":"#DIV/0!"},{"$error":"#DIV/0!"},{"$error":"#DIV/0!"},{"$error":"#DIV/0!"},{"$error":"#DIV/0!"},{"$error":"#DIV/0!"},{"$error":"#DIV/0!"},{"$error":"#DIV/0!"},{"$error":"#DIV/0!"},{"$error":"#DIV/0!"},{"$error":"#DIV/0!"},{"$error":"#DIV/0!"},{"$error":"#DIV/0!"},{"$error":"#DIV/0!"},{"$error":"#DIV/0!"},{"$error":"#DIV/0!"},{"$error":"#DIV/0!"},{"$error":"#DIV/0!"},{"$error":"#DIV/0!"},{"$error":"#DIV/0!"},{"$error":"#DIV/0!"},{"$error":"#DIV/0!"},{"$error":"#DIV/0!"},{"$error":"#DIV/0!"},{"$error":"#DIV/0!"},{"$error":"#DIV/0!"},{"$error":"#DIV/0!"},{"$error":"#DIV/0!"},{"$error":"#DIV/0!"},{"$error":"#DIV/0!"},{"$error":"#DIV/0!"},{"$error":"#DIV/0!"},{"$error":"#DIV/0!"},{"$error":"#DIV/0!"},{"$error":"#DIV/0!"},{"$error":"#DIV/0!"},{"$error":"#DIV/0!"},{"$error":"#DIV/0!"},{"$error":"#DIV/0!"},{"$error":"#DIV/0!"},{"$error":"#DIV/0!"},{"$error":"#DIV/0!"},{"$error":"#DIV/0!"},{"$error":"#DIV/0!"},{"$f":"INZ529 + INZ530 - INZ531","v":{"$error":"#DIV/0!"}},{"$error":"#DIV/0!"},{"$error":"#DIV/0!"},{"$error":"#DIV/0!"},{"$error":"#DIV/0!"},{"$error":"#DIV/0!"},{"$error":"#DIV/0!"},{"$error":"#DIV/0!"},{"$error":"#DIV/0!"},{"$error":"#DIV/0!"},{"$error":"#DIV/0!"},{"$error":"#DIV/0!"},{"$error":"#DIV/0!"},{"$error":"#DIV/0!"},{"$error":"#DIV/0!"},{"$error":"#DIV/0!"},{"$error":"#DIV/0!"},{"$error":"#DIV/0!"},{"$error":"#DIV/0!"},{"$error":"#DIV/0!"},{"$error":"#DIV/0!"},{"$error":"#DIV/0!"},{"$error":"#DIV/0!"},{"$error":"#DIV/0!"},{"$error":"#DIV/0!"},{"$error":"#DIV/0!"},{"$error":"#DIV/0!"},{"$error":"#DIV/0!"},{"$error":"#DIV/0!"},{"$error":"#DIV/0!"},{"$error":"#DIV/0!"},{"$error":"#DIV/0!"},{"$error":"#DIV/0!"},{"$error":"#DIV/0!"},{"$error":"#DIV/0!"},{"$error":"#DIV/0!"},{"$error":"#DIV/0!"},{"$error":"#DIV/0!"},{"$error":"#DIV/0!"},{"$error":"#DIV/0!"},{"$error":"#DIV/0!"},{"$error":"#DIV/0!"},{"$error":"#DIV/0!"},{"$error":"#DIV/0!"},{"$error":"#DIV/0!"},{"$error":"#DIV/0!"},{"$error":"#DIV/0!"},{"$error":"#DIV/0!"},{"$error":"#DIV/0!"},{"$error":"#DIV/0!"},{"$error":"#DIV/0!"},{"$error":"#DIV/0!"},{"$error":"#DIV/0!"},{"$error":"#DIV/0!"},{"$error":"#DIV/0!"},{"$error":"#DIV/0!"},{"$error":"#DIV/0!"},{"$error":"#DIV/0!"},{"$error":"#DIV/0!"},{"$error":"#DIV/0!"},{"$error":"#DIV/0!"},{"$error":"#DIV/0!"},{"$error":"#DIV/0!"},{"$error":"#DIV/0!"},{"$f":"IQL529 + IQL530 - IQL531","v":{"$error":"#DIV/0!"}},{"$error":"#DIV/0!"},{"$error":"#DIV/0!"},{"$error":"#DIV/0!"},{"$error":"#DIV/0!"},{"$error":"#DIV/0!"},{"$error":"#DIV/0!"},{"$error":"#DIV/0!"},{"$error":"#DIV/0!"},{"$error":"#DIV/0!"},{"$error":"#DIV/0!"},{"$error":"#DIV/0!"},{"$error":"#DIV/0!"},{"$error":"#DIV/0!"},{"$error":"#DIV/0!"},{"$error":"#DIV/0!"},{"$error":"#DIV/0!"},{"$error":"#DIV/0!"},{"$error":"#DIV/0!"},{"$error":"#DIV/0!"},{"$error":"#DIV/0!"},{"$error":"#DIV/0!"},{"$error":"#DIV/0!"},{"$error":"#DIV/0!"},{"$error":"#DIV/0!"},{"$error":"#DIV/0!"},{"$error":"#DIV/0!"},{"$error":"#DIV/0!"},{"$error":"#DIV/0!"},{"$error":"#DIV/0!"},{"$error":"#DIV/0!"},{"$error":"#DIV/0!"},{"$error":"#DIV/0!"},{"$error":"#DIV/0!"},{"$error":"#DIV/0!"},{"$error":"#DIV/0!"},{"$error":"#DIV/0!"},{"$error":"#DIV/0!"},{"$error":"#DIV/0!"},{"$error":"#DIV/0!"},{"$error":"#DIV/0!"},{"$error":"#DIV/0!"},{"$error":"#DIV/0!"},{"$error":"#DIV/0!"},{"$error":"#DIV/0!"},{"$error":"#DIV/0!"},{"$error":"#DIV/0!"},{"$error":"#DIV/0!"},{"$error":"#DIV/0!"},{"$error":"#DIV/0!"},{"$error":"#DIV/0!"},{"$error":"#DIV/0!"},{"$error":"#DIV/0!"},{"$error":"#DIV/0!"},{"$error":"#DIV/0!"},{"$error":"#DIV/0!"},{"$error":"#DIV/0!"},{"$error":"#DIV/0!"},{"$error":"#DIV/0!"},{"$error":"#DIV/0!"},{"$error":"#DIV/0!"},{"$error":"#DIV/0!"},{"$error":"#DIV/0!"},{"$error":"#DIV/0!"},{"$f":"ISX529 + ISX530 - ISX531","v":{"$error":"#DIV/0!"}},{"$error":"#DIV/0!"},{"$error":"#DIV/0!"},{"$error":"#DIV/0!"},{"$error":"#DIV/0!"},{"$error":"#DIV/0!"},{"$error":"#DIV/0!"},{"$error":"#DIV/0!"},{"$error":"#DIV/0!"},{"$error":"#DIV/0!"},{"$error":"#DIV/0!"},{"$error":"#DIV/0!"},{"$error":"#DIV/0!"},{"$error":"#DIV/0!"},{"$error":"#DIV/0!"},{"$error":"#DIV/0!"},{"$error":"#DIV/0!"},{"$error":"#DIV/0!"},{"$error":"#DIV/0!"},{"$error":"#DIV/0!"},{"$error":"#DIV/0!"},{"$error":"#DIV/0!"},{"$error":"#DIV/0!"},{"$error":"#DIV/0!"},{"$error":"#DIV/0!"},{"$error":"#DIV/0!"},{"$error":"#DIV/0!"},{"$error":"#DIV/0!"},{"$error":"#DIV/0!"},{"$error":"#DIV/0!"},{"$error":"#DIV/0!"},{"$error":"#DIV/0!"},{"$error":"#DIV/0!"},{"$error":"#DIV/0!"},{"$error":"#DIV/0!"},{"$error":"#DIV/0!"},{"$error":"#DIV/0!"},{"$error":"#DIV/0!"},{"$error":"#DIV/0!"},{"$error":"#DIV/0!"},{"$error":"#DIV/0!"},{"$error":"#DIV/0!"},{"$error":"#DIV/0!"},{"$error":"#DIV/0!"},{"$error":"#DIV/0!"},{"$error":"#DIV/0!"},{"$error":"#DIV/0!"},{"$error":"#DIV/0!"},{"$error":"#DIV/0!"},{"$error":"#DIV/0!"},{"$error":"#DIV/0!"},{"$error":"#DIV/0!"},{"$error":"#DIV/0!"},{"$error":"#DIV/0!"},{"$error":"#DIV/0!"},{"$error":"#DIV/0!"},{"$error":"#DIV/0!"},{"$error":"#DIV/0!"},{"$error":"#DIV/0!"},{"$error":"#DIV/0!"},{"$error":"#DIV/0!"},{"$error":"#DIV/0!"},{"$error":"#DIV/0!"},{"$error":"#DIV/0!"},{"$f":"IVJ529 + IVJ530 - IVJ531","v":{"$error":"#DIV/0!"}},{"$error":"#DIV/0!"},{"$error":"#DIV/0!"},{"$error":"#DIV/0!"},{"$error":"#DIV/0!"},{"$error":"#DIV/0!"},{"$error":"#DIV/0!"},{"$error":"#DIV/0!"},{"$error":"#DIV/0!"},{"$error":"#DIV/0!"},{"$error":"#DIV/0!"},{"$error":"#DIV/0!"},{"$error":"#DIV/0!"},{"$error":"#DIV/0!"},{"$error":"#DIV/0!"},{"$error":"#DIV/0!"},{"$error":"#DIV/0!"},{"$error":"#DIV/0!"},{"$error":"#DIV/0!"},{"$error":"#DIV/0!"},{"$error":"#DIV/0!"},{"$error":"#DIV/0!"},{"$error":"#DIV/0!"},{"$error":"#DIV/0!"},{"$error":"#DIV/0!"},{"$error":"#DIV/0!"},{"$error":"#DIV/0!"},{"$error":"#DIV/0!"},{"$error":"#DIV/0!"},{"$error":"#DIV/0!"},{"$error":"#DIV/0!"},{"$error":"#DIV/0!"},{"$error":"#DIV/0!"},{"$error":"#DIV/0!"},{"$error":"#DIV/0!"},{"$error":"#DIV/0!"},{"$error":"#DIV/0!"},{"$error":"#DIV/0!"},{"$error":"#DIV/0!"},{"$error":"#DIV/0!"},{"$error":"#DIV/0!"},{"$error":"#DIV/0!"},{"$error":"#DIV/0!"},{"$error":"#DIV/0!"},{"$error":"#DIV/0!"},{"$error":"#DIV/0!"},{"$error":"#DIV/0!"},{"$error":"#DIV/0!"},{"$error":"#DIV/0!"},{"$error":"#DIV/0!"},{"$error":"#DIV/0!"},{"$error":"#DIV/0!"},{"$error":"#DIV/0!"},{"$error":"#DIV/0!"},{"$error":"#DIV/0!"},{"$error":"#DIV/0!"},{"$error":"#DIV/0!"},{"$error":"#DIV/0!"},{"$error":"#DIV/0!"},{"$error":"#DIV/0!"},{"$error":"#DIV/0!"},{"$error":"#DIV/0!"},{"$error":"#DIV/0!"},{"$error":"#DIV/0!"},{"$f":"IXV529 + IXV530 - IXV531","v":{"$error":"#DIV/0!"}},{"$error":"#DIV/0!"},{"$error":"#DIV/0!"},{"$error":"#DIV/0!"},{"$error":"#DIV/0!"},{"$error":"#DIV/0!"},{"$error":"#DIV/0!"},{"$error":"#DIV/0!"},{"$error":"#DIV/0!"},{"$error":"#DIV/0!"},{"$error":"#DIV/0!"},{"$error":"#DIV/0!"},{"$error":"#DIV/0!"},{"$error":"#DIV/0!"},{"$error":"#DIV/0!"},{"$error":"#DIV/0!"},{"$error":"#DIV/0!"},{"$error":"#DIV/0!"},{"$error":"#DIV/0!"},{"$error":"#DIV/0!"},{"$error":"#DIV/0!"},{"$error":"#DIV/0!"},{"$error":"#DIV/0!"},{"$error":"#DIV/0!"},{"$error":"#DIV/0!"},{"$error":"#DIV/0!"},{"$error":"#DIV/0!"},{"$error":"#DIV/0!"},{"$error":"#DIV/0!"},{"$error":"#DIV/0!"},{"$error":"#DIV/0!"},{"$error":"#DIV/0!"},{"$error":"#DIV/0!"},{"$error":"#DIV/0!"},{"$error":"#DIV/0!"},{"$error":"#DIV/0!"},{"$error":"#DIV/0!"},{"$error":"#DIV/0!"},{"$error":"#DIV/0!"},{"$error":"#DIV/0!"},{"$error":"#DIV/0!"},{"$error":"#DIV/0!"},{"$error":"#DIV/0!"},{"$error":"#DIV/0!"},{"$error":"#DIV/0!"},{"$error":"#DIV/0!"},{"$error":"#DIV/0!"},{"$error":"#DIV/0!"},{"$error":"#DIV/0!"},{"$error":"#DIV/0!"},{"$error":"#DIV/0!"},{"$error":"#DIV/0!"},{"$error":"#DIV/0!"},{"$error":"#DIV/0!"},{"$error":"#DIV/0!"},{"$error":"#DIV/0!"},{"$error":"#DIV/0!"},{"$error":"#DIV/0!"},{"$error":"#DIV/0!"},{"$error":"#DIV/0!"},{"$error":"#DIV/0!"},{"$error":"#DIV/0!"},{"$error":"#DIV/0!"},{"$error":"#DIV/0!"},{"$f":"JAH529 + JAH530 - JAH531","v":{"$error":"#DIV/0!"}},{"$error":"#DIV/0!"},{"$error":"#DIV/0!"},{"$error":"#DIV/0!"},{"$error":"#DIV/0!"},{"$error":"#DIV/0!"},{"$error":"#DIV/0!"},{"$error":"#DIV/0!"},{"$error":"#DIV/0!"},{"$error":"#DIV/0!"},{"$error":"#DIV/0!"},{"$error":"#DIV/0!"},{"$error":"#DIV/0!"},{"$error":"#DIV/0!"},{"$error":"#DIV/0!"},{"$error":"#DIV/0!"},{"$error":"#DIV/0!"},{"$error":"#DIV/0!"},{"$error":"#DIV/0!"},{"$error":"#DIV/0!"},{"$error":"#DIV/0!"},{"$error":"#DIV/0!"},{"$error":"#DIV/0!"},{"$error":"#DIV/0!"},{"$error":"#DIV/0!"},{"$error":"#DIV/0!"},{"$error":"#DIV/0!"},{"$error":"#DIV/0!"},{"$error":"#DIV/0!"},{"$error":"#DIV/0!"},{"$error":"#DIV/0!"},{"$error":"#DIV/0!"},{"$error":"#DIV/0!"},{"$error":"#DIV/0!"},{"$error":"#DIV/0!"},{"$error":"#DIV/0!"},{"$error":"#DIV/0!"},{"$error":"#DIV/0!"},{"$error":"#DIV/0!"},{"$error":"#DIV/0!"},{"$error":"#DIV/0!"},{"$error":"#DIV/0!"},{"$error":"#DIV/0!"},{"$error":"#DIV/0!"},{"$error":"#DIV/0!"},{"$error":"#DIV/0!"},{"$error":"#DIV/0!"},{"$error":"#DIV/0!"},{"$error":"#DIV/0!"},{"$error":"#DIV/0!"},{"$error":"#DIV/0!"},{"$error":"#DIV/0!"},{"$error":"#DIV/0!"},{"$error":"#DIV/0!"},{"$error":"#DIV/0!"},{"$error":"#DIV/0!"},{"$error":"#DIV/0!"},{"$error":"#DIV/0!"},{"$error":"#DIV/0!"},{"$error":"#DIV/0!"},{"$error":"#DIV/0!"},{"$error":"#DIV/0!"},{"$error":"#DIV/0!"},{"$error":"#DIV/0!"},{"$f":"JCT529 + JCT530 - JCT531","v":{"$error":"#DIV/0!"}},{"$error":"#DIV/0!"},{"$error":"#DIV/0!"},{"$error":"#DIV/0!"},{"$error":"#DIV/0!"},{"$error":"#DIV/0!"},{"$error":"#DIV/0!"},{"$error":"#DIV/0!"},{"$error":"#DIV/0!"},{"$error":"#DIV/0!"},{"$error":"#DIV/0!"},{"$error":"#DIV/0!"},{"$error":"#DIV/0!"},{"$error":"#DIV/0!"},{"$error":"#DIV/0!"},{"$error":"#DIV/0!"},{"$error":"#DIV/0!"},{"$error":"#DIV/0!"},{"$error":"#DIV/0!"},{"$error":"#DIV/0!"},{"$error":"#DIV/0!"},{"$error":"#DIV/0!"},{"$error":"#DIV/0!"},{"$error":"#DIV/0!"},{"$error":"#DIV/0!"},{"$error":"#DIV/0!"},{"$error":"#DIV/0!"},{"$error":"#DIV/0!"},{"$error":"#DIV/0!"},{"$error":"#DIV/0!"},{"$error":"#DIV/0!"},{"$error":"#DIV/0!"},{"$error":"#DIV/0!"},{"$error":"#DIV/0!"},{"$error":"#DIV/0!"},{"$error":"#DIV/0!"},{"$error":"#DIV/0!"},{"$error":"#DIV/0!"},{"$error":"#DIV/0!"},{"$error":"#DIV/0!"},{"$error":"#DIV/0!"},{"$error":"#DIV/0!"},{"$error":"#DIV/0!"},{"$error":"#DIV/0!"},{"$error":"#DIV/0!"},{"$error":"#DIV/0!"},{"$error":"#DIV/0!"},{"$error":"#DIV/0!"},{"$error":"#DIV/0!"},{"$error":"#DIV/0!"},{"$error":"#DIV/0!"},{"$error":"#DIV/0!"},{"$error":"#DIV/0!"},{"$error":"#DIV/0!"},{"$error":"#DIV/0!"},{"$error":"#DIV/0!"},{"$error":"#DIV/0!"},{"$error":"#DIV/0!"},{"$error":"#DIV/0!"},{"$error":"#DIV/0!"},{"$error":"#DIV/0!"},{"$error":"#DIV/0!"},{"$error":"#DIV/0!"},{"$error":"#DIV/0!"},{"$f":"JFF529 + JFF530 - JFF531","v":{"$error":"#DIV/0!"}},{"$error":"#DIV/0!"},{"$error":"#DIV/0!"},{"$error":"#DIV/0!"},{"$error":"#DIV/0!"},{"$error":"#DIV/0!"},{"$error":"#DIV/0!"},{"$error":"#DIV/0!"},{"$error":"#DIV/0!"},{"$error":"#DIV/0!"},{"$error":"#DIV/0!"},{"$error":"#DIV/0!"},{"$error":"#DIV/0!"},{"$error":"#DIV/0!"},{"$error":"#DIV/0!"},{"$error":"#DIV/0!"},{"$error":"#DIV/0!"},{"$error":"#DIV/0!"},{"$error":"#DIV/0!"},{"$error":"#DIV/0!"},{"$error":"#DIV/0!"},{"$error":"#DIV/0!"},{"$error":"#DIV/0!"},{"$error":"#DIV/0!"},{"$error":"#DIV/0!"},{"$error":"#DIV/0!"},{"$error":"#DIV/0!"},{"$error":"#DIV/0!"},{"$error":"#DIV/0!"},{"$error":"#DIV/0!"},{"$error":"#DIV/0!"},{"$error":"#DIV/0!"},{"$error":"#DIV/0!"},{"$error":"#DIV/0!"},{"$error":"#DIV/0!"},{"$error":"#DIV/0!"},{"$error":"#DIV/0!"},{"$error":"#DIV/0!"},{"$error":"#DIV/0!"},{"$error":"#DIV/0!"},{"$error":"#DIV/0!"},{"$error":"#DIV/0!"},{"$error":"#DIV/0!"},{"$error":"#DIV/0!"},{"$error":"#DIV/0!"},{"$error":"#DIV/0!"},{"$error":"#DIV/0!"},{"$error":"#DIV/0!"},{"$error":"#DIV/0!"},{"$error":"#DIV/0!"},{"$error":"#DIV/0!"},{"$error":"#DIV/0!"},{"$error":"#DIV/0!"},{"$error":"#DIV/0!"},{"$error":"#DIV/0!"},{"$error":"#DIV/0!"},{"$error":"#DIV/0!"},{"$error":"#DIV/0!"},{"$error":"#DIV/0!"},{"$error":"#DIV/0!"},{"$error":"#DIV/0!"},{"$error":"#DIV/0!"},{"$error":"#DIV/0!"},{"$error":"#DIV/0!"},{"$f":"JHR529 + JHR530 - JHR531","v":{"$error":"#DIV/0!"}},{"$error":"#DIV/0!"},{"$error":"#DIV/0!"},{"$error":"#DIV/0!"},{"$error":"#DIV/0!"},{"$error":"#DIV/0!"},{"$error":"#DIV/0!"},{"$error":"#DIV/0!"},{"$error":"#DIV/0!"},{"$error":"#DIV/0!"},{"$error":"#DIV/0!"},{"$error":"#DIV/0!"},{"$error":"#DIV/0!"},{"$error":"#DIV/0!"},{"$error":"#DIV/0!"},{"$error":"#DIV/0!"},{"$error":"#DIV/0!"},{"$error":"#DIV/0!"},{"$error":"#DIV/0!"},{"$error":"#DIV/0!"},{"$error":"#DIV/0!"},{"$error":"#DIV/0!"},{"$error":"#DIV/0!"},{"$error":"#DIV/0!"},{"$error":"#DIV/0!"},{"$error":"#DIV/0!"},{"$error":"#DIV/0!"},{"$error":"#DIV/0!"},{"$error":"#DIV/0!"},{"$error":"#DIV/0!"},{"$error":"#DIV/0!"},{"$error":"#DIV/0!"},{"$error":"#DIV/0!"},{"$error":"#DIV/0!"},{"$error":"#DIV/0!"},{"$error":"#DIV/0!"},{"$error":"#DIV/0!"},{"$error":"#DIV/0!"},{"$error":"#DIV/0!"},{"$error":"#DIV/0!"},{"$error":"#DIV/0!"},{"$error":"#DIV/0!"},{"$error":"#DIV/0!"},{"$error":"#DIV/0!"},{"$error":"#DIV/0!"},{"$error":"#DIV/0!"},{"$error":"#DIV/0!"},{"$error":"#DIV/0!"},{"$error":"#DIV/0!"},{"$error":"#DIV/0!"},{"$error":"#DIV/0!"},{"$error":"#DIV/0!"},{"$error":"#DIV/0!"},{"$error":"#DIV/0!"},{"$error":"#DIV/0!"},{"$error":"#DIV/0!"},{"$error":"#DIV/0!"},{"$error":"#DIV/0!"},{"$error":"#DIV/0!"},{"$error":"#DIV/0!"},{"$error":"#DIV/0!"},{"$error":"#DIV/0!"},{"$error":"#DIV/0!"},{"$error":"#DIV/0!"},{"$f":"JKD529 + JKD530 - JKD531","v":{"$error":"#DIV/0!"}},{"$error":"#DIV/0!"},{"$error":"#DIV/0!"},{"$error":"#DIV/0!"},{"$error":"#DIV/0!"},{"$error":"#DIV/0!"},{"$error":"#DIV/0!"},{"$error":"#DIV/0!"},{"$error":"#DIV/0!"},{"$error":"#DIV/0!"},{"$error":"#DIV/0!"},{"$error":"#DIV/0!"},{"$error":"#DIV/0!"},{"$error":"#DIV/0!"},{"$error":"#DIV/0!"},{"$error":"#DIV/0!"},{"$error":"#DIV/0!"},{"$error":"#DIV/0!"},{"$error":"#DIV/0!"},{"$error":"#DIV/0!"},{"$error":"#DIV/0!"},{"$error":"#DIV/0!"},{"$error":"#DIV/0!"},{"$error":"#DIV/0!"},{"$error":"#DIV/0!"},{"$error":"#DIV/0!"},{"$error":"#DIV/0!"},{"$error":"#DIV/0!"},{"$error":"#DIV/0!"},{"$error":"#DIV/0!"},{"$error":"#DIV/0!"},{"$error":"#DIV/0!"},{"$error":"#DIV/0!"},{"$error":"#DIV/0!"},{"$error":"#DIV/0!"},{"$error":"#DIV/0!"},{"$error":"#DIV/0!"},{"$error":"#DIV/0!"},{"$error":"#DIV/0!"},{"$error":"#DIV/0!"},{"$error":"#DIV/0!"},{"$error":"#DIV/0!"},{"$error":"#DIV/0!"},{"$error":"#DIV/0!"},{"$error":"#DIV/0!"},{"$error":"#DIV/0!"},{"$error":"#DIV/0!"},{"$error":"#DIV/0!"},{"$error":"#DIV/0!"},{"$error":"#DIV/0!"},{"$error":"#DIV/0!"},{"$error":"#DIV/0!"},{"$error":"#DIV/0!"},{"$error":"#DIV/0!"},{"$error":"#DIV/0!"},{"$error":"#DIV/0!"},{"$error":"#DIV/0!"},{"$error":"#DIV/0!"},{"$error":"#DIV/0!"},{"$error":"#DIV/0!"},{"$error":"#DIV/0!"},{"$error":"#DIV/0!"},{"$error":"#DIV/0!"},{"$error":"#DIV/0!"},{"$f":"JMP529 + JMP530 - JMP531","v":{"$error":"#DIV/0!"}},{"$error":"#DIV/0!"},{"$error":"#DIV/0!"},{"$error":"#DIV/0!"},{"$error":"#DIV/0!"},{"$error":"#DIV/0!"},{"$error":"#DIV/0!"},{"$error":"#DIV/0!"},{"$error":"#DIV/0!"},{"$error":"#DIV/0!"},{"$error":"#DIV/0!"},{"$error":"#DIV/0!"},{"$error":"#DIV/0!"},{"$error":"#DIV/0!"},{"$error":"#DIV/0!"},{"$error":"#DIV/0!"},{"$error":"#DIV/0!"},{"$error":"#DIV/0!"},{"$error":"#DIV/0!"},{"$error":"#DIV/0!"},{"$error":"#DIV/0!"},{"$error":"#DIV/0!"},{"$error":"#DIV/0!"},{"$error":"#DIV/0!"},{"$error":"#DIV/0!"},{"$error":"#DIV/0!"},{"$error":"#DIV/0!"},{"$error":"#DIV/0!"},{"$error":"#DIV/0!"},{"$error":"#DIV/0!"},{"$error":"#DIV/0!"},{"$error":"#DIV/0!"},{"$error":"#DIV/0!"},{"$error":"#DIV/0!"},{"$error":"#DIV/0!"},{"$error":"#DIV/0!"},{"$error":"#DIV/0!"},{"$error":"#DIV/0!"},{"$error":"#DIV/0!"},{"$error":"#DIV/0!"},{"$error":"#DIV/0!"},{"$error":"#DIV/0!"},{"$error":"#DIV/0!"},{"$error":"#DIV/0!"},{"$error":"#DIV/0!"},{"$error":"#DIV/0!"},{"$error":"#DIV/0!"},{"$error":"#DIV/0!"},{"$error":"#DIV/0!"},{"$error":"#DIV/0!"},{"$error":"#DIV/0!"},{"$error":"#DIV/0!"},{"$error":"#DIV/0!"},{"$error":"#DIV/0!"},{"$error":"#DIV/0!"},{"$error":"#DIV/0!"},{"$error":"#DIV/0!"},{"$error":"#DIV/0!"},{"$error":"#DIV/0!"},{"$error":"#DIV/0!"},{"$error":"#DIV/0!"},{"$error":"#DIV/0!"},{"$error":"#DIV/0!"},{"$error":"#DIV/0!"},{"$f":"JPB529 + JPB530 - JPB531","v":{"$error":"#DIV/0!"}},{"$error":"#DIV/0!"},{"$error":"#DIV/0!"},{"$error":"#DIV/0!"},{"$error":"#DIV/0!"},{"$error":"#DIV/0!"},{"$error":"#DIV/0!"},{"$error":"#DIV/0!"},{"$error":"#DIV/0!"},{"$error":"#DIV/0!"},{"$error":"#DIV/0!"},{"$error":"#DIV/0!"},{"$error":"#DIV/0!"},{"$error":"#DIV/0!"},{"$error":"#DIV/0!"},{"$error":"#DIV/0!"},{"$error":"#DIV/0!"},{"$error":"#DIV/0!"},{"$error":"#DIV/0!"},{"$error":"#DIV/0!"},{"$error":"#DIV/0!"},{"$error":"#DIV/0!"},{"$error":"#DIV/0!"},{"$error":"#DIV/0!"},{"$error":"#DIV/0!"},{"$error":"#DIV/0!"},{"$error":"#DIV/0!"},{"$error":"#DIV/0!"},{"$error":"#DIV/0!"},{"$error":"#DIV/0!"},{"$error":"#DIV/0!"},{"$error":"#DIV/0!"},{"$error":"#DIV/0!"},{"$error":"#DIV/0!"},{"$error":"#DIV/0!"},{"$error":"#DIV/0!"},{"$error":"#DIV/0!"},{"$error":"#DIV/0!"},{"$error":"#DIV/0!"},{"$error":"#DIV/0!"},{"$error":"#DIV/0!"},{"$error":"#DIV/0!"},{"$error":"#DIV/0!"},{"$error":"#DIV/0!"},{"$error":"#DIV/0!"},{"$error":"#DIV/0!"},{"$error":"#DIV/0!"},{"$error":"#DIV/0!"},{"$error":"#DIV/0!"},{"$error":"#DIV/0!"},{"$error":"#DIV/0!"},{"$error":"#DIV/0!"},{"$error":"#DIV/0!"},{"$error":"#DIV/0!"},{"$error":"#DIV/0!"},{"$error":"#DIV/0!"},{"$error":"#DIV/0!"},{"$error":"#DIV/0!"},{"$error":"#DIV/0!"},{"$error":"#DIV/0!"},{"$error":"#DIV/0!"},{"$error":"#DIV/0!"},{"$error":"#DIV/0!"},{"$error":"#DIV/0!"},{"$f":"JRN529 + JRN530 - JRN531","v":{"$error":"#DIV/0!"}},{"$error":"#DIV/0!"},{"$error":"#DIV/0!"},{"$error":"#DIV/0!"},{"$error":"#DIV/0!"},{"$error":"#DIV/0!"},{"$error":"#DIV/0!"},{"$error":"#DIV/0!"},{"$error":"#DIV/0!"},{"$error":"#DIV/0!"},{"$error":"#DIV/0!"},{"$error":"#DIV/0!"},{"$error":"#DIV/0!"},{"$error":"#DIV/0!"},{"$error":"#DIV/0!"},{"$error":"#DIV/0!"},{"$error":"#DIV/0!"},{"$error":"#DIV/0!"},{"$error":"#DIV/0!"},{"$error":"#DIV/0!"},{"$error":"#DIV/0!"},{"$error":"#DIV/0!"},{"$error":"#DIV/0!"},{"$error":"#DIV/0!"},{"$error":"#DIV/0!"},{"$error":"#DIV/0!"},{"$error":"#DIV/0!"},{"$error":"#DIV/0!"},{"$error":"#DIV/0!"},{"$error":"#DIV/0!"},{"$error":"#DIV/0!"},{"$error":"#DIV/0!"},{"$error":"#DIV/0!"},{"$error":"#DIV/0!"},{"$error":"#DIV/0!"},{"$error":"#DIV/0!"},{"$error":"#DIV/0!"},{"$error":"#DIV/0!"},{"$error":"#DIV/0!"},{"$error":"#DIV/0!"},{"$error":"#DIV/0!"},{"$error":"#DIV/0!"},{"$error":"#DIV/0!"},{"$error":"#DIV/0!"},{"$error":"#DIV/0!"},{"$error":"#DIV/0!"},{"$error":"#DIV/0!"},{"$error":"#DIV/0!"},{"$error":"#DIV/0!"},{"$error":"#DIV/0!"},{"$error":"#DIV/0!"},{"$error":"#DIV/0!"},{"$error":"#DIV/0!"},{"$error":"#DIV/0!"},{"$error":"#DIV/0!"},{"$error":"#DIV/0!"},{"$error":"#DIV/0!"},{"$error":"#DIV/0!"},{"$error":"#DIV/0!"},{"$error":"#DIV/0!"},{"$error":"#DIV/0!"},{"$error":"#DIV/0!"},{"$error":"#DIV/0!"},{"$error":"#DIV/0!"},{"$f":"JTZ529 + JTZ530 - JTZ531","v":{"$error":"#DIV/0!"}},{"$error":"#DIV/0!"},{"$error":"#DIV/0!"},{"$error":"#DIV/0!"},{"$error":"#DIV/0!"},{"$error":"#DIV/0!"},{"$error":"#DIV/0!"},{"$error":"#DIV/0!"},{"$error":"#DIV/0!"},{"$error":"#DIV/0!"},{"$error":"#DIV/0!"},{"$error":"#DIV/0!"},{"$error":"#DIV/0!"},{"$error":"#DIV/0!"},{"$error":"#DIV/0!"},{"$error":"#DIV/0!"},{"$error":"#DIV/0!"},{"$error":"#DIV/0!"},{"$error":"#DIV/0!"},{"$error":"#DIV/0!"},{"$error":"#DIV/0!"},{"$error":"#DIV/0!"},{"$error":"#DIV/0!"},{"$error":"#DIV/0!"},{"$error":"#DIV/0!"},{"$error":"#DIV/0!"},{"$error":"#DIV/0!"},{"$error":"#DIV/0!"},{"$error":"#DIV/0!"},{"$error":"#DIV/0!"},{"$error":"#DIV/0!"},{"$error":"#DIV/0!"},{"$error":"#DIV/0!"},{"$error":"#DIV/0!"},{"$error":"#DIV/0!"},{"$error":"#DIV/0!"},{"$error":"#DIV/0!"},{"$error":"#DIV/0!"},{"$error":"#DIV/0!"},{"$error":"#DIV/0!"},{"$error":"#DIV/0!"},{"$error":"#DIV/0!"},{"$error":"#DIV/0!"},{"$error":"#DIV/0!"},{"$error":"#DIV/0!"},{"$error":"#DIV/0!"},{"$error":"#DIV/0!"},{"$error":"#DIV/0!"},{"$error":"#DIV/0!"},{"$error":"#DIV/0!"},{"$error":"#DIV/0!"},{"$error":"#DIV/0!"},{"$error":"#DIV/0!"},{"$error":"#DIV/0!"},{"$error":"#DIV/0!"},{"$error":"#DIV/0!"},{"$error":"#DIV/0!"},{"$error":"#DIV/0!"},{"$error":"#DIV/0!"},{"$error":"#DIV/0!"},{"$error":"#DIV/0!"},{"$error":"#DIV/0!"},{"$error":"#DIV/0!"},{"$error":"#DIV/0!"},{"$f":"JWL529 + JWL530 - JWL531","v":{"$error":"#DIV/0!"}},{"$error":"#DIV/0!"},{"$error":"#DIV/0!"},{"$error":"#DIV/0!"},{"$error":"#DIV/0!"},{"$error":"#DIV/0!"},{"$error":"#DIV/0!"},{"$error":"#DIV/0!"},{"$error":"#DIV/0!"},{"$error":"#DIV/0!"},{"$error":"#DIV/0!"},{"$error":"#DIV/0!"},{"$error":"#DIV/0!"},{"$error":"#DIV/0!"},{"$error":"#DIV/0!"},{"$error":"#DIV/0!"},{"$error":"#DIV/0!"},{"$error":"#DIV/0!"},{"$error":"#DIV/0!"},{"$error":"#DIV/0!"},{"$error":"#DIV/0!"},{"$error":"#DIV/0!"},{"$error":"#DIV/0!"},{"$error":"#DIV/0!"},{"$error":"#DIV/0!"},{"$error":"#DIV/0!"},{"$error":"#DIV/0!"},{"$error":"#DIV/0!"},{"$error":"#DIV/0!"},{"$error":"#DIV/0!"},{"$error":"#DIV/0!"},{"$error":"#DIV/0!"},{"$error":"#DIV/0!"},{"$error":"#DIV/0!"},{"$error":"#DIV/0!"},{"$error":"#DIV/0!"},{"$error":"#DIV/0!"},{"$error":"#DIV/0!"},{"$error":"#DIV/0!"},{"$error":"#DIV/0!"},{"$error":"#DIV/0!"},{"$error":"#DIV/0!"},{"$error":"#DIV/0!"},{"$error":"#DIV/0!"},{"$error":"#DIV/0!"},{"$error":"#DIV/0!"},{"$error":"#DIV/0!"},{"$error":"#DIV/0!"},{"$error":"#DIV/0!"},{"$error":"#DIV/0!"},{"$error":"#DIV/0!"},{"$error":"#DIV/0!"},{"$error":"#DIV/0!"},{"$error":"#DIV/0!"},{"$error":"#DIV/0!"},{"$error":"#DIV/0!"},{"$error":"#DIV/0!"},{"$error":"#DIV/0!"},{"$error":"#DIV/0!"},{"$error":"#DIV/0!"},{"$error":"#DIV/0!"},{"$error":"#DIV/0!"},{"$error":"#DIV/0!"},{"$error":"#DIV/0!"},{"$f":"JYX529 + JYX530 - JYX531","v":{"$error":"#DIV/0!"}},{"$error":"#DIV/0!"},{"$error":"#DIV/0!"},{"$error":"#DIV/0!"},{"$error":"#DIV/0!"},{"$error":"#DIV/0!"},{"$error":"#DIV/0!"},{"$error":"#DIV/0!"},{"$error":"#DIV/0!"},{"$error":"#DIV/0!"},{"$error":"#DIV/0!"},{"$error":"#DIV/0!"},{"$error":"#DIV/0!"},{"$error":"#DIV/0!"},{"$error":"#DIV/0!"},{"$error":"#DIV/0!"},{"$error":"#DIV/0!"},{"$error":"#DIV/0!"},{"$error":"#DIV/0!"},{"$error":"#DIV/0!"},{"$error":"#DIV/0!"},{"$error":"#DIV/0!"},{"$error":"#DIV/0!"},{"$error":"#DIV/0!"},{"$error":"#DIV/0!"},{"$error":"#DIV/0!"},{"$error":"#DIV/0!"},{"$error":"#DIV/0!"},{"$error":"#DIV/0!"},{"$error":"#DIV/0!"},{"$error":"#DIV/0!"},{"$error":"#DIV/0!"},{"$error":"#DIV/0!"},{"$error":"#DIV/0!"},{"$error":"#DIV/0!"},{"$error":"#DIV/0!"},{"$error":"#DIV/0!"},{"$error":"#DIV/0!"},{"$error":"#DIV/0!"},{"$error":"#DIV/0!"},{"$error":"#DIV/0!"},{"$error":"#DIV/0!"},{"$error":"#DIV/0!"},{"$error":"#DIV/0!"},{"$error":"#DIV/0!"},{"$error":"#DIV/0!"},{"$error":"#DIV/0!"},{"$error":"#DIV/0!"},{"$error":"#DIV/0!"},{"$error":"#DIV/0!"},{"$error":"#DIV/0!"},{"$error":"#DIV/0!"},{"$error":"#DIV/0!"},{"$error":"#DIV/0!"},{"$error":"#DIV/0!"},{"$error":"#DIV/0!"},{"$error":"#DIV/0!"},{"$error":"#DIV/0!"},{"$error":"#DIV/0!"},{"$error":"#DIV/0!"},{"$error":"#DIV/0!"},{"$error":"#DIV/0!"},{"$error":"#DIV/0!"},{"$error":"#DIV/0!"},{"$f":"KBJ529 + KBJ530 - KBJ531","v":{"$error":"#DIV/0!"}},{"$error":"#DIV/0!"},{"$error":"#DIV/0!"},{"$error":"#DIV/0!"},{"$error":"#DIV/0!"},{"$error":"#DIV/0!"},{"$error":"#DIV/0!"},{"$error":"#DIV/0!"},{"$error":"#DIV/0!"},{"$error":"#DIV/0!"},{"$error":"#DIV/0!"},{"$error":"#DIV/0!"},{"$error":"#DIV/0!"},{"$error":"#DIV/0!"},{"$error":"#DIV/0!"},{"$error":"#DIV/0!"},{"$error":"#DIV/0!"},{"$error":"#DIV/0!"},{"$error":"#DIV/0!"},{"$error":"#DIV/0!"},{"$error":"#DIV/0!"},{"$error":"#DIV/0!"},{"$error":"#DIV/0!"},{"$error":"#DIV/0!"},{"$error":"#DIV/0!"},{"$error":"#DIV/0!"},{"$error":"#DIV/0!"},{"$error":"#DIV/0!"},{"$error":"#DIV/0!"},{"$error":"#DIV/0!"},{"$error":"#DIV/0!"},{"$error":"#DIV/0!"},{"$error":"#DIV/0!"},{"$error":"#DIV/0!"},{"$error":"#DIV/0!"},{"$error":"#DIV/0!"},{"$error":"#DIV/0!"},{"$error":"#DIV/0!"},{"$error":"#DIV/0!"},{"$error":"#DIV/0!"},{"$error":"#DIV/0!"},{"$error":"#DIV/0!"},{"$error":"#DIV/0!"},{"$error":"#DIV/0!"},{"$error":"#DIV/0!"},{"$error":"#DIV/0!"},{"$error":"#DIV/0!"},{"$error":"#DIV/0!"},{"$error":"#DIV/0!"},{"$error":"#DIV/0!"},{"$error":"#DIV/0!"},{"$error":"#DIV/0!"},{"$error":"#DIV/0!"},{"$error":"#DIV/0!"},{"$error":"#DIV/0!"},{"$error":"#DIV/0!"},{"$error":"#DIV/0!"},{"$error":"#DIV/0!"},{"$error":"#DIV/0!"},{"$error":"#DIV/0!"},{"$error":"#DIV/0!"},{"$error":"#DIV/0!"},{"$error":"#DIV/0!"},{"$error":"#DIV/0!"},{"$f":"KDV529 + KDV530 - KDV531","v":{"$error":"#DIV/0!"}},{"$error":"#DIV/0!"},{"$error":"#DIV/0!"},{"$error":"#DIV/0!"},{"$error":"#DIV/0!"},{"$error":"#DIV/0!"},{"$error":"#DIV/0!"},{"$error":"#DIV/0!"},{"$error":"#DIV/0!"},{"$error":"#DIV/0!"},{"$error":"#DIV/0!"},{"$error":"#DIV/0!"},{"$error":"#DIV/0!"},{"$error":"#DIV/0!"},{"$error":"#DIV/0!"},{"$error":"#DIV/0!"},{"$error":"#DIV/0!"},{"$error":"#DIV/0!"},{"$error":"#DIV/0!"},{"$error":"#DIV/0!"},{"$error":"#DIV/0!"},{"$error":"#DIV/0!"},{"$error":"#DIV/0!"},{"$error":"#DIV/0!"},{"$error":"#DIV/0!"},{"$error":"#DIV/0!"},{"$error":"#DIV/0!"},{"$error":"#DIV/0!"},{"$error":"#DIV/0!"},{"$error":"#DIV/0!"},{"$error":"#DIV/0!"},{"$error":"#DIV/0!"},{"$error":"#DIV/0!"},{"$error":"#DIV/0!"},{"$error":"#DIV/0!"},{"$error":"#DIV/0!"},{"$error":"#DIV/0!"},{"$error":"#DIV/0!"},{"$error":"#DIV/0!"},{"$error":"#DIV/0!"},{"$error":"#DIV/0!"},{"$error":"#DIV/0!"},{"$error":"#DIV/0!"},{"$error":"#DIV/0!"},{"$error":"#DIV/0!"},{"$error":"#DIV/0!"},{"$error":"#DIV/0!"},{"$error":"#DIV/0!"},{"$error":"#DIV/0!"},{"$error":"#DIV/0!"},{"$error":"#DIV/0!"},{"$error":"#DIV/0!"},{"$error":"#DIV/0!"},{"$error":"#DIV/0!"},{"$error":"#DIV/0!"},{"$error":"#DIV/0!"},{"$error":"#DIV/0!"},{"$error":"#DIV/0!"},{"$error":"#DIV/0!"},{"$error":"#DIV/0!"},{"$error":"#DIV/0!"},{"$error":"#DIV/0!"},{"$error":"#DIV/0!"},{"$error":"#DIV/0!"},{"$f":"KGH529 + KGH530 - KGH531","v":{"$error":"#DIV/0!"}},{"$error":"#DIV/0!"},{"$error":"#DIV/0!"},{"$error":"#DIV/0!"},{"$error":"#DIV/0!"},{"$error":"#DIV/0!"},{"$error":"#DIV/0!"},{"$error":"#DIV/0!"},{"$error":"#DIV/0!"},{"$error":"#DIV/0!"},{"$error":"#DIV/0!"},{"$error":"#DIV/0!"},{"$error":"#DIV/0!"},{"$error":"#DIV/0!"},{"$error":"#DIV/0!"},{"$error":"#DIV/0!"},{"$error":"#DIV/0!"},{"$error":"#DIV/0!"},{"$error":"#DIV/0!"},{"$error":"#DIV/0!"},{"$error":"#DIV/0!"},{"$error":"#DIV/0!"},{"$error":"#DIV/0!"},{"$error":"#DIV/0!"},{"$error":"#DIV/0!"},{"$error":"#DIV/0!"},{"$error":"#DIV/0!"},{"$error":"#DIV/0!"},{"$error":"#DIV/0!"},{"$error":"#DIV/0!"},{"$error":"#DIV/0!"},{"$error":"#DIV/0!"},{"$error":"#DIV/0!"},{"$error":"#DIV/0!"},{"$error":"#DIV/0!"},{"$error":"#DIV/0!"},{"$error":"#DIV/0!"},{"$error":"#DIV/0!"},{"$error":"#DIV/0!"},{"$error":"#DIV/0!"},{"$error":"#DIV/0!"},{"$error":"#DIV/0!"},{"$error":"#DIV/0!"},{"$error":"#DIV/0!"},{"$error":"#DIV/0!"},{"$error":"#DIV/0!"},{"$error":"#DIV/0!"},{"$error":"#DIV/0!"},{"$error":"#DIV/0!"},{"$error":"#DIV/0!"},{"$error":"#DIV/0!"},{"$error":"#DIV/0!"},{"$error":"#DIV/0!"},{"$error":"#DIV/0!"},{"$error":"#DIV/0!"},{"$error":"#DIV/0!"},{"$error":"#DIV/0!"},{"$error":"#DIV/0!"},{"$error":"#DIV/0!"},{"$error":"#DIV/0!"},{"$error":"#DIV/0!"},{"$error":"#DIV/0!"},{"$error":"#DIV/0!"},{"$error":"#DIV/0!"},{"$f":"KIT529 + KIT530 - KIT531","v":{"$error":"#DIV/0!"}},{"$error":"#DIV/0!"},{"$error":"#DIV/0!"},{"$error":"#DIV/0!"},{"$error":"#DIV/0!"},{"$error":"#DIV/0!"},{"$error":"#DIV/0!"},{"$error":"#DIV/0!"},{"$error":"#DIV/0!"},{"$error":"#DIV/0!"},{"$error":"#DIV/0!"},{"$error":"#DIV/0!"},{"$error":"#DIV/0!"},{"$error":"#DIV/0!"},{"$error":"#DIV/0!"},{"$error":"#DIV/0!"},{"$error":"#DIV/0!"},{"$error":"#DIV/0!"},{"$error":"#DIV/0!"},{"$error":"#DIV/0!"},{"$error":"#DIV/0!"},{"$error":"#DIV/0!"},{"$error":"#DIV/0!"},{"$error":"#DIV/0!"},{"$error":"#DIV/0!"},{"$error":"#DIV/0!"},{"$error":"#DIV/0!"},{"$error":"#DIV/0!"},{"$error":"#DIV/0!"},{"$error":"#DIV/0!"},{"$error":"#DIV/0!"},{"$error":"#DIV/0!"},{"$error":"#DIV/0!"},{"$error":"#DIV/0!"},{"$error":"#DIV/0!"},{"$error":"#DIV/0!"},{"$error":"#DIV/0!"},{"$error":"#DIV/0!"},{"$error":"#DIV/0!"},{"$error":"#DIV/0!"},{"$error":"#DIV/0!"},{"$error":"#DIV/0!"},{"$error":"#DIV/0!"},{"$error":"#DIV/0!"},{"$error":"#DIV/0!"},{"$error":"#DIV/0!"},{"$error":"#DIV/0!"},{"$error":"#DIV/0!"},{"$error":"#DIV/0!"},{"$error":"#DIV/0!"},{"$error":"#DIV/0!"},{"$error":"#DIV/0!"},{"$error":"#DIV/0!"},{"$error":"#DIV/0!"},{"$error":"#DIV/0!"},{"$error":"#DIV/0!"},{"$error":"#DIV/0!"},{"$error":"#DIV/0!"},{"$error":"#DIV/0!"},{"$error":"#DIV/0!"},{"$error":"#DIV/0!"},{"$error":"#DIV/0!"},{"$error":"#DIV/0!"},{"$error":"#DIV/0!"},{"$f":"KLF529 + KLF530 - KLF531","v":{"$error":"#DIV/0!"}},{"$error":"#DIV/0!"},{"$error":"#DIV/0!"},{"$error":"#DIV/0!"},{"$error":"#DIV/0!"},{"$error":"#DIV/0!"},{"$error":"#DIV/0!"},{"$error":"#DIV/0!"},{"$error":"#DIV/0!"},{"$error":"#DIV/0!"},{"$error":"#DIV/0!"},{"$error":"#DIV/0!"},{"$error":"#DIV/0!"},{"$error":"#DIV/0!"},{"$error":"#DIV/0!"},{"$error":"#DIV/0!"},{"$error":"#DIV/0!"},{"$error":"#DIV/0!"},{"$error":"#DIV/0!"},{"$error":"#DIV/0!"},{"$error":"#DIV/0!"},{"$error":"#DIV/0!"},{"$error":"#DIV/0!"},{"$error":"#DIV/0!"},{"$error":"#DIV/0!"},{"$error":"#DIV/0!"},{"$error":"#DIV/0!"},{"$error":"#DIV/0!"},{"$error":"#DIV/0!"},{"$error":"#DIV/0!"},{"$error":"#DIV/0!"},{"$error":"#DIV/0!"},{"$error":"#DIV/0!"},{"$error":"#DIV/0!"},{"$error":"#DIV/0!"},{"$error":"#DIV/0!"},{"$error":"#DIV/0!"},{"$error":"#DIV/0!"},{"$error":"#DIV/0!"},{"$error":"#DIV/0!"},{"$error":"#DIV/0!"},{"$error":"#DIV/0!"},{"$error":"#DIV/0!"},{"$error":"#DIV/0!"},{"$error":"#DIV/0!"},{"$error":"#DIV/0!"},{"$error":"#DIV/0!"},{"$error":"#DIV/0!"},{"$error":"#DIV/0!"},{"$error":"#DIV/0!"},{"$error":"#DIV/0!"},{"$error":"#DIV/0!"},{"$error":"#DIV/0!"},{"$error":"#DIV/0!"},{"$error":"#DIV/0!"},{"$error":"#DIV/0!"},{"$error":"#DIV/0!"},{"$error":"#DIV/0!"},{"$error":"#DIV/0!"},{"$error":"#DIV/0!"},{"$error":"#DIV/0!"},{"$error":"#DIV/0!"},{"$error":"#DIV/0!"},{"$error":"#DIV/0!"},{"$f":"KNR529 + KNR530 - KNR531","v":{"$error":"#DIV/0!"}},{"$error":"#DIV/0!"},{"$error":"#DIV/0!"},{"$error":"#DIV/0!"},{"$error":"#DIV/0!"},{"$error":"#DIV/0!"},{"$error":"#DIV/0!"},{"$error":"#DIV/0!"},{"$error":"#DIV/0!"},{"$error":"#DIV/0!"},{"$error":"#DIV/0!"},{"$error":"#DIV/0!"},{"$error":"#DIV/0!"},{"$error":"#DIV/0!"},{"$error":"#DIV/0!"},{"$error":"#DIV/0!"},{"$error":"#DIV/0!"},{"$error":"#DIV/0!"},{"$error":"#DIV/0!"},{"$error":"#DIV/0!"},{"$error":"#DIV/0!"},{"$error":"#DIV/0!"},{"$error":"#DIV/0!"},{"$error":"#DIV/0!"},{"$error":"#DIV/0!"},{"$error":"#DIV/0!"},{"$error":"#DIV/0!"},{"$error":"#DIV/0!"},{"$error":"#DIV/0!"},{"$error":"#DIV/0!"},{"$error":"#DIV/0!"},{"$error":"#DIV/0!"},{"$error":"#DIV/0!"},{"$error":"#DIV/0!"},{"$error":"#DIV/0!"},{"$error":"#DIV/0!"},{"$error":"#DIV/0!"},{"$error":"#DIV/0!"},{"$error":"#DIV/0!"},{"$error":"#DIV/0!"},{"$error":"#DIV/0!"},{"$error":"#DIV/0!"},{"$error":"#DIV/0!"},{"$error":"#DIV/0!"},{"$error":"#DIV/0!"},{"$error":"#DIV/0!"},{"$error":"#DIV/0!"},{"$error":"#DIV/0!"},{"$error":"#DIV/0!"},{"$error":"#DIV/0!"},{"$error":"#DIV/0!"},{"$error":"#DIV/0!"},{"$error":"#DIV/0!"},{"$error":"#DIV/0!"},{"$error":"#DIV/0!"},{"$error":"#DIV/0!"},{"$error":"#DIV/0!"},{"$error":"#DIV/0!"},{"$error":"#DIV/0!"},{"$error":"#DIV/0!"},{"$error":"#DIV/0!"},{"$error":"#DIV/0!"},{"$error":"#DIV/0!"},{"$error":"#DIV/0!"},{"$f":"KQD529 + KQD530 - KQD531","v":{"$error":"#DIV/0!"}},{"$error":"#DIV/0!"},{"$error":"#DIV/0!"},{"$error":"#DIV/0!"},{"$error":"#DIV/0!"},{"$error":"#DIV/0!"},{"$error":"#DIV/0!"},{"$error":"#DIV/0!"},{"$error":"#DIV/0!"},{"$error":"#DIV/0!"},{"$error":"#DIV/0!"},{"$error":"#DIV/0!"},{"$error":"#DIV/0!"},{"$error":"#DIV/0!"},{"$error":"#DIV/0!"},{"$error":"#DIV/0!"},{"$error":"#DIV/0!"},{"$error":"#DIV/0!"},{"$error":"#DIV/0!"},{"$error":"#DIV/0!"},{"$error":"#DIV/0!"},{"$error":"#DIV/0!"},{"$error":"#DIV/0!"},{"$error":"#DIV/0!"},{"$error":"#DIV/0!"},{"$error":"#DIV/0!"},{"$error":"#DIV/0!"},{"$error":"#DIV/0!"},{"$error":"#DIV/0!"},{"$error":"#DIV/0!"},{"$error":"#DIV/0!"},{"$error":"#DIV/0!"},{"$error":"#DIV/0!"},{"$error":"#DIV/0!"},{"$error":"#DIV/0!"},{"$error":"#DIV/0!"},{"$error":"#DIV/0!"},{"$error":"#DIV/0!"},{"$error":"#DIV/0!"},{"$error":"#DIV/0!"},{"$error":"#DIV/0!"},{"$error":"#DIV/0!"},{"$error":"#DIV/0!"},{"$error":"#DIV/0!"},{"$error":"#DIV/0!"},{"$error":"#DIV/0!"},{"$error":"#DIV/0!"},{"$error":"#DIV/0!"},{"$error":"#DIV/0!"},{"$error":"#DIV/0!"},{"$error":"#DIV/0!"},{"$error":"#DIV/0!"},{"$error":"#DIV/0!"},{"$error":"#DIV/0!"},{"$error":"#DIV/0!"},{"$error":"#DIV/0!"},{"$error":"#DIV/0!"},{"$error":"#DIV/0!"},{"$error":"#DIV/0!"},{"$error":"#DIV/0!"},{"$error":"#DIV/0!"},{"$error":"#DIV/0!"},{"$error":"#DIV/0!"},{"$error":"#DIV/0!"},{"$f":"KSP529 + KSP530 - KSP531","v":{"$error":"#DIV/0!"}},{"$error":"#DIV/0!"},{"$error":"#DIV/0!"},{"$error":"#DIV/0!"},{"$error":"#DIV/0!"},{"$error":"#DIV/0!"},{"$error":"#DIV/0!"},{"$error":"#DIV/0!"},{"$error":"#DIV/0!"},{"$error":"#DIV/0!"},{"$error":"#DIV/0!"},{"$error":"#DIV/0!"},{"$error":"#DIV/0!"},{"$error":"#DIV/0!"},{"$error":"#DIV/0!"},{"$error":"#DIV/0!"},{"$error":"#DIV/0!"},{"$error":"#DIV/0!"},{"$error":"#DIV/0!"},{"$error":"#DIV/0!"},{"$error":"#DIV/0!"},{"$error":"#DIV/0!"},{"$error":"#DIV/0!"},{"$error":"#DIV/0!"},{"$error":"#DIV/0!"},{"$error":"#DIV/0!"},{"$error":"#DIV/0!"},{"$error":"#DIV/0!"},{"$error":"#DIV/0!"},{"$error":"#DIV/0!"},{"$error":"#DIV/0!"},{"$error":"#DIV/0!"},{"$error":"#DIV/0!"},{"$error":"#DIV/0!"},{"$error":"#DIV/0!"},{"$error":"#DIV/0!"},{"$error":"#DIV/0!"},{"$error":"#DIV/0!"},{"$error":"#DIV/0!"},{"$error":"#DIV/0!"},{"$error":"#DIV/0!"},{"$error":"#DIV/0!"},{"$error":"#DIV/0!"},{"$error":"#DIV/0!"},{"$error":"#DIV/0!"},{"$error":"#DIV/0!"},{"$error":"#DIV/0!"},{"$error":"#DIV/0!"},{"$error":"#DIV/0!"},{"$error":"#DIV/0!"},{"$error":"#DIV/0!"},{"$error":"#DIV/0!"},{"$error":"#DIV/0!"},{"$error":"#DIV/0!"},{"$error":"#DIV/0!"},{"$error":"#DIV/0!"},{"$error":"#DIV/0!"},{"$error":"#DIV/0!"},{"$error":"#DIV/0!"},{"$error":"#DIV/0!"},{"$error":"#DIV/0!"},{"$error":"#DIV/0!"},{"$error":"#DIV/0!"},{"$error":"#DIV/0!"},{"$f":"KVB529 + KVB530 - KVB531","v":{"$error":"#DIV/0!"}},{"$error":"#DIV/0!"},{"$error":"#DIV/0!"},{"$error":"#DIV/0!"},{"$error":"#DIV/0!"},{"$error":"#DIV/0!"},{"$error":"#DIV/0!"},{"$error":"#DIV/0!"},{"$error":"#DIV/0!"},{"$error":"#DIV/0!"},{"$error":"#DIV/0!"},{"$error":"#DIV/0!"},{"$error":"#DIV/0!"},{"$error":"#DIV/0!"},{"$error":"#DIV/0!"},{"$error":"#DIV/0!"},{"$error":"#DIV/0!"},{"$error":"#DIV/0!"},{"$error":"#DIV/0!"},{"$error":"#DIV/0!"},{"$error":"#DIV/0!"},{"$error":"#DIV/0!"},{"$error":"#DIV/0!"},{"$error":"#DIV/0!"},{"$error":"#DIV/0!"},{"$error":"#DIV/0!"},{"$error":"#DIV/0!"},{"$error":"#DIV/0!"},{"$error":"#DIV/0!"},{"$error":"#DIV/0!"},{"$error":"#DIV/0!"},{"$error":"#DIV/0!"},{"$error":"#DIV/0!"},{"$error":"#DIV/0!"},{"$error":"#DIV/0!"},{"$error":"#DIV/0!"},{"$error":"#DIV/0!"},{"$error":"#DIV/0!"},{"$error":"#DIV/0!"},{"$error":"#DIV/0!"},{"$error":"#DIV/0!"},{"$error":"#DIV/0!"},{"$error":"#DIV/0!"},{"$error":"#DIV/0!"},{"$error":"#DIV/0!"},{"$error":"#DIV/0!"},{"$error":"#DIV/0!"},{"$error":"#DIV/0!"},{"$error":"#DIV/0!"},{"$error":"#DIV/0!"},{"$error":"#DIV/0!"},{"$error":"#DIV/0!"},{"$error":"#DIV/0!"},{"$error":"#DIV/0!"},{"$error":"#DIV/0!"},{"$error":"#DIV/0!"},{"$error":"#DIV/0!"},{"$error":"#DIV/0!"},{"$error":"#DIV/0!"},{"$error":"#DIV/0!"},{"$error":"#DIV/0!"},{"$error":"#DIV/0!"},{"$error":"#DIV/0!"},{"$error":"#DIV/0!"},{"$f":"KXN529 + KXN530 - KXN531","v":{"$error":"#DIV/0!"}},{"$error":"#DIV/0!"},{"$error":"#DIV/0!"},{"$error":"#DIV/0!"},{"$error":"#DIV/0!"},{"$error":"#DIV/0!"},{"$error":"#DIV/0!"},{"$error":"#DIV/0!"},{"$error":"#DIV/0!"},{"$error":"#DIV/0!"},{"$error":"#DIV/0!"},{"$error":"#DIV/0!"},{"$error":"#DIV/0!"},{"$error":"#DIV/0!"},{"$error":"#DIV/0!"},{"$error":"#DIV/0!"},{"$error":"#DIV/0!"},{"$error":"#DIV/0!"},{"$error":"#DIV/0!"},{"$error":"#DIV/0!"},{"$error":"#DIV/0!"},{"$error":"#DIV/0!"},{"$error":"#DIV/0!"},{"$error":"#DIV/0!"},{"$error":"#DIV/0!"},{"$error":"#DIV/0!"},{"$error":"#DIV/0!"},{"$error":"#DIV/0!"},{"$error":"#DIV/0!"},{"$error":"#DIV/0!"},{"$error":"#DIV/0!"},{"$error":"#DIV/0!"},{"$error":"#DIV/0!"},{"$error":"#DIV/0!"},{"$error":"#DIV/0!"},{"$error":"#DIV/0!"},{"$error":"#DIV/0!"},{"$error":"#DIV/0!"},{"$error":"#DIV/0!"},{"$error":"#DIV/0!"},{"$error":"#DIV/0!"},{"$error":"#DIV/0!"},{"$error":"#DIV/0!"},{"$error":"#DIV/0!"},{"$error":"#DIV/0!"},{"$error":"#DIV/0!"},{"$error":"#DIV/0!"},{"$error":"#DIV/0!"},{"$error":"#DIV/0!"},{"$error":"#DIV/0!"},{"$error":"#DIV/0!"},{"$error":"#DIV/0!"},{"$error":"#DIV/0!"},{"$error":"#DIV/0!"},{"$error":"#DIV/0!"},{"$error":"#DIV/0!"},{"$error":"#DIV/0!"},{"$error":"#DIV/0!"},{"$error":"#DIV/0!"},{"$error":"#DIV/0!"},{"$error":"#DIV/0!"},{"$error":"#DIV/0!"},{"$error":"#DIV/0!"},{"$error":"#DIV/0!"},{"$f":"KZZ529 + KZZ530 - KZZ531","v":{"$error":"#DIV/0!"}},{"$error":"#DIV/0!"},{"$error":"#DIV/0!"},{"$error":"#DIV/0!"},{"$error":"#DIV/0!"},{"$error":"#DIV/0!"},{"$error":"#DIV/0!"},{"$error":"#DIV/0!"},{"$error":"#DIV/0!"},{"$error":"#DIV/0!"},{"$error":"#DIV/0!"},{"$error":"#DIV/0!"},{"$error":"#DIV/0!"},{"$error":"#DIV/0!"},{"$error":"#DIV/0!"},{"$error":"#DIV/0!"},{"$error":"#DIV/0!"},{"$error":"#DIV/0!"},{"$error":"#DIV/0!"},{"$error":"#DIV/0!"},{"$error":"#DIV/0!"},{"$error":"#DIV/0!"},{"$error":"#DIV/0!"},{"$error":"#DIV/0!"},{"$error":"#DIV/0!"},{"$error":"#DIV/0!"},{"$error":"#DIV/0!"},{"$error":"#DIV/0!"},{"$error":"#DIV/0!"},{"$error":"#DIV/0!"},{"$error":"#DIV/0!"},{"$error":"#DIV/0!"},{"$error":"#DIV/0!"},{"$error":"#DIV/0!"},{"$error":"#DIV/0!"},{"$error":"#DIV/0!"},{"$error":"#DIV/0!"},{"$error":"#DIV/0!"},{"$error":"#DIV/0!"},{"$error":"#DIV/0!"},{"$error":"#DIV/0!"},{"$error":"#DIV/0!"},{"$error":"#DIV/0!"},{"$error":"#DIV/0!"},{"$error":"#DIV/0!"},{"$error":"#DIV/0!"},{"$error":"#DIV/0!"},{"$error":"#DIV/0!"},{"$error":"#DIV/0!"},{"$error":"#DIV/0!"},{"$error":"#DIV/0!"},{"$error":"#DIV/0!"},{"$error":"#DIV/0!"},{"$error":"#DIV/0!"},{"$error":"#DIV/0!"},{"$error":"#DIV/0!"},{"$error":"#DIV/0!"},{"$error":"#DIV/0!"},{"$error":"#DIV/0!"},{"$error":"#DIV/0!"},{"$error":"#DIV/0!"},{"$error":"#DIV/0!"},{"$error":"#DIV/0!"},{"$error":"#DIV/0!"},{"$f":"LCL529 + LCL530 - LCL531","v":{"$error":"#DIV/0!"}},{"$error":"#DIV/0!"},{"$error":"#DIV/0!"},{"$error":"#DIV/0!"},{"$error":"#DIV/0!"},{"$error":"#DIV/0!"},{"$error":"#DIV/0!"},{"$error":"#DIV/0!"},{"$error":"#DIV/0!"},{"$error":"#DIV/0!"},{"$error":"#DIV/0!"},{"$error":"#DIV/0!"},{"$error":"#DIV/0!"},{"$error":"#DIV/0!"},{"$error":"#DIV/0!"},{"$error":"#DIV/0!"},{"$error":"#DIV/0!"},{"$error":"#DIV/0!"},{"$error":"#DIV/0!"},{"$error":"#DIV/0!"},{"$error":"#DIV/0!"},{"$error":"#DIV/0!"},{"$error":"#DIV/0!"},{"$error":"#DIV/0!"},{"$error":"#DIV/0!"},{"$error":"#DIV/0!"},{"$error":"#DIV/0!"},{"$error":"#DIV/0!"},{"$error":"#DIV/0!"},{"$error":"#DIV/0!"},{"$error":"#DIV/0!"},{"$error":"#DIV/0!"},{"$error":"#DIV/0!"},{"$error":"#DIV/0!"},{"$error":"#DIV/0!"},{"$error":"#DIV/0!"},{"$error":"#DIV/0!"},{"$error":"#DIV/0!"},{"$error":"#DIV/0!"},{"$error":"#DIV/0!"},{"$error":"#DIV/0!"},{"$error":"#DIV/0!"},{"$error":"#DIV/0!"},{"$error":"#DIV/0!"},{"$error":"#DIV/0!"},{"$error":"#DIV/0!"},{"$error":"#DIV/0!"},{"$error":"#DIV/0!"},{"$error":"#DIV/0!"},{"$error":"#DIV/0!"},{"$error":"#DIV/0!"},{"$error":"#DIV/0!"},{"$error":"#DIV/0!"},{"$error":"#DIV/0!"},{"$error":"#DIV/0!"},{"$error":"#DIV/0!"},{"$error":"#DIV/0!"},{"$error":"#DIV/0!"},{"$error":"#DIV/0!"},{"$error":"#DIV/0!"},{"$error":"#DIV/0!"},{"$error":"#DIV/0!"},{"$error":"#DIV/0!"},{"$error":"#DIV/0!"},{"$f":"LEX529 + LEX530 - LEX531","v":{"$error":"#DIV/0!"}},{"$error":"#DIV/0!"},{"$error":"#DIV/0!"},{"$error":"#DIV/0!"},{"$error":"#DIV/0!"},{"$error":"#DIV/0!"},{"$error":"#DIV/0!"},{"$error":"#DIV/0!"},{"$error":"#DIV/0!"},{"$error":"#DIV/0!"},{"$error":"#DIV/0!"},{"$error":"#DIV/0!"},{"$error":"#DIV/0!"},{"$error":"#DIV/0!"},{"$error":"#DIV/0!"},{"$error":"#DIV/0!"},{"$error":"#DIV/0!"},{"$error":"#DIV/0!"},{"$error":"#DIV/0!"},{"$error":"#DIV/0!"},{"$error":"#DIV/0!"},{"$error":"#DIV/0!"},{"$error":"#DIV/0!"},{"$error":"#DIV/0!"},{"$error":"#DIV/0!"},{"$error":"#DIV/0!"},{"$error":"#DIV/0!"},{"$error":"#DIV/0!"},{"$error":"#DIV/0!"},{"$error":"#DIV/0!"},{"$error":"#DIV/0!"},{"$error":"#DIV/0!"},{"$error":"#DIV/0!"},{"$error":"#DIV/0!"},{"$error":"#DIV/0!"},{"$error":"#DIV/0!"},{"$error":"#DIV/0!"},{"$error":"#DIV/0!"},{"$error":"#DIV/0!"},{"$error":"#DIV/0!"},{"$error":"#DIV/0!"},{"$error":"#DIV/0!"},{"$error":"#DIV/0!"},{"$error":"#DIV/0!"},{"$error":"#DIV/0!"},{"$error":"#DIV/0!"},{"$error":"#DIV/0!"},{"$error":"#DIV/0!"},{"$error":"#DIV/0!"},{"$error":"#DIV/0!"},{"$error":"#DIV/0!"},{"$error":"#DIV/0!"},{"$error":"#DIV/0!"},{"$error":"#DIV/0!"},{"$error":"#DIV/0!"},{"$error":"#DIV/0!"},{"$error":"#DIV/0!"},{"$error":"#DIV/0!"},{"$error":"#DIV/0!"},{"$error":"#DIV/0!"},{"$error":"#DIV/0!"},{"$error":"#DIV/0!"},{"$error":"#DIV/0!"},{"$error":"#DIV/0!"},{"$f":"LHJ529 + LHJ530 - LHJ531","v":{"$error":"#DIV/0!"}},{"$error":"#DIV/0!"},{"$error":"#DIV/0!"},{"$error":"#DIV/0!"},{"$error":"#DIV/0!"},{"$error":"#DIV/0!"},{"$error":"#DIV/0!"},{"$error":"#DIV/0!"},{"$error":"#DIV/0!"},{"$error":"#DIV/0!"},{"$error":"#DIV/0!"},{"$error":"#DIV/0!"},{"$error":"#DIV/0!"},{"$error":"#DIV/0!"},{"$error":"#DIV/0!"},{"$error":"#DIV/0!"},{"$error":"#DIV/0!"},{"$error":"#DIV/0!"},{"$error":"#DIV/0!"},{"$error":"#DIV/0!"},{"$error":"#DIV/0!"},{"$error":"#DIV/0!"},{"$error":"#DIV/0!"},{"$error":"#DIV/0!"},{"$error":"#DIV/0!"},{"$error":"#DIV/0!"},{"$error":"#DIV/0!"},{"$error":"#DIV/0!"},{"$error":"#DIV/0!"},{"$error":"#DIV/0!"},{"$error":"#DIV/0!"},{"$error":"#DIV/0!"},{"$error":"#DIV/0!"},{"$error":"#DIV/0!"},{"$error":"#DIV/0!"},{"$error":"#DIV/0!"},{"$error":"#DIV/0!"},{"$error":"#DIV/0!"},{"$error":"#DIV/0!"},{"$error":"#DIV/0!"},{"$error":"#DIV/0!"},{"$error":"#DIV/0!"},{"$error":"#DIV/0!"},{"$error":"#DIV/0!"},{"$error":"#DIV/0!"},{"$error":"#DIV/0!"},{"$error":"#DIV/0!"},{"$error":"#DIV/0!"},{"$error":"#DIV/0!"},{"$error":"#DIV/0!"},{"$error":"#DIV/0!"},{"$error":"#DIV/0!"},{"$error":"#DIV/0!"},{"$error":"#DIV/0!"},{"$error":"#DIV/0!"},{"$error":"#DIV/0!"},{"$error":"#DIV/0!"},{"$error":"#DIV/0!"},{"$error":"#DIV/0!"},{"$error":"#DIV/0!"},{"$error":"#DIV/0!"},{"$error":"#DIV/0!"},{"$error":"#DIV/0!"},{"$error":"#DIV/0!"},{"$f":"LJV529 + LJV530 - LJV531","v":{"$error":"#DIV/0!"}},{"$error":"#DIV/0!"},{"$error":"#DIV/0!"},{"$error":"#DIV/0!"},{"$error":"#DIV/0!"},{"$error":"#DIV/0!"},{"$error":"#DIV/0!"},{"$error":"#DIV/0!"},{"$error":"#DIV/0!"},{"$error":"#DIV/0!"},{"$error":"#DIV/0!"},{"$error":"#DIV/0!"},{"$error":"#DIV/0!"},{"$error":"#DIV/0!"},{"$error":"#DIV/0!"},{"$error":"#DIV/0!"},{"$error":"#DIV/0!"},{"$error":"#DIV/0!"},{"$error":"#DIV/0!"},{"$error":"#DIV/0!"},{"$error":"#DIV/0!"},{"$error":"#DIV/0!"},{"$error":"#DIV/0!"},{"$error":"#DIV/0!"},{"$error":"#DIV/0!"},{"$error":"#DIV/0!"},{"$error":"#DIV/0!"},{"$error":"#DIV/0!"},{"$error":"#DIV/0!"},{"$error":"#DIV/0!"},{"$error":"#DIV/0!"},{"$error":"#DIV/0!"},{"$error":"#DIV/0!"},{"$error":"#DIV/0!"},{"$error":"#DIV/0!"},{"$error":"#DIV/0!"},{"$error":"#DIV/0!"},{"$error":"#DIV/0!"},{"$error":"#DIV/0!"},{"$error":"#DIV/0!"},{"$error":"#DIV/0!"},{"$error":"#DIV/0!"},{"$error":"#DIV/0!"},{"$error":"#DIV/0!"},{"$error":"#DIV/0!"},{"$error":"#DIV/0!"},{"$error":"#DIV/0!"},{"$error":"#DIV/0!"},{"$error":"#DIV/0!"},{"$error":"#DIV/0!"},{"$error":"#DIV/0!"},{"$error":"#DIV/0!"},{"$error":"#DIV/0!"},{"$error":"#DIV/0!"},{"$error":"#DIV/0!"},{"$error":"#DIV/0!"},{"$error":"#DIV/0!"},{"$error":"#DIV/0!"},{"$error":"#DIV/0!"},{"$error":"#DIV/0!"},{"$error":"#DIV/0!"},{"$error":"#DIV/0!"},{"$error":"#DIV/0!"},{"$error":"#DIV/0!"},{"$f":"LMH529 + LMH530 - LMH531","v":{"$error":"#DIV/0!"}},{"$error":"#DIV/0!"},{"$error":"#DIV/0!"},{"$error":"#DIV/0!"},{"$error":"#DIV/0!"},{"$error":"#DIV/0!"},{"$error":"#DIV/0!"},{"$error":"#DIV/0!"},{"$error":"#DIV/0!"},{"$error":"#DIV/0!"},{"$error":"#DIV/0!"},{"$error":"#DIV/0!"},{"$error":"#DIV/0!"},{"$error":"#DIV/0!"},{"$error":"#DIV/0!"},{"$error":"#DIV/0!"},{"$error":"#DIV/0!"},{"$error":"#DIV/0!"},{"$error":"#DIV/0!"},{"$error":"#DIV/0!"},{"$error":"#DIV/0!"},{"$error":"#DIV/0!"},{"$error":"#DIV/0!"},{"$error":"#DIV/0!"},{"$error":"#DIV/0!"},{"$error":"#DIV/0!"},{"$error":"#DIV/0!"},{"$error":"#DIV/0!"},{"$error":"#DIV/0!"},{"$error":"#DIV/0!"},{"$error":"#DIV/0!"},{"$error":"#DIV/0!"},{"$error":"#DIV/0!"},{"$error":"#DIV/0!"},{"$error":"#DIV/0!"},{"$error":"#DIV/0!"},{"$error":"#DIV/0!"},{"$error":"#DIV/0!"},{"$error":"#DIV/0!"},{"$error":"#DIV/0!"},{"$error":"#DIV/0!"},{"$error":"#DIV/0!"},{"$error":"#DIV/0!"},{"$error":"#DIV/0!"},{"$error":"#DIV/0!"},{"$error":"#DIV/0!"},{"$error":"#DIV/0!"},{"$error":"#DIV/0!"},{"$error":"#DIV/0!"},{"$error":"#DIV/0!"},{"$error":"#DIV/0!"},{"$error":"#DIV/0!"},{"$error":"#DIV/0!"},{"$error":"#DIV/0!"},{"$error":"#DIV/0!"},{"$error":"#DIV/0!"},{"$error":"#DIV/0!"},{"$error":"#DIV/0!"},{"$error":"#DIV/0!"},{"$error":"#DIV/0!"},{"$error":"#DIV/0!"},{"$error":"#DIV/0!"},{"$error":"#DIV/0!"},{"$error":"#DIV/0!"},{"$f":"LOT529 + LOT530 - LOT531","v":{"$error":"#DIV/0!"}},{"$error":"#DIV/0!"},{"$error":"#DIV/0!"},{"$error":"#DIV/0!"},{"$error":"#DIV/0!"},{"$error":"#DIV/0!"},{"$error":"#DIV/0!"},{"$error":"#DIV/0!"},{"$error":"#DIV/0!"},{"$error":"#DIV/0!"},{"$error":"#DIV/0!"},{"$error":"#DIV/0!"},{"$error":"#DIV/0!"},{"$error":"#DIV/0!"},{"$error":"#DIV/0!"},{"$error":"#DIV/0!"},{"$error":"#DIV/0!"},{"$error":"#DIV/0!"},{"$error":"#DIV/0!"},{"$error":"#DIV/0!"},{"$error":"#DIV/0!"},{"$error":"#DIV/0!"},{"$error":"#DIV/0!"},{"$error":"#DIV/0!"},{"$error":"#DIV/0!"},{"$error":"#DIV/0!"},{"$error":"#DIV/0!"},{"$error":"#DIV/0!"},{"$error":"#DIV/0!"},{"$error":"#DIV/0!"},{"$error":"#DIV/0!"},{"$error":"#DIV/0!"},{"$error":"#DIV/0!"},{"$error":"#DIV/0!"},{"$error":"#DIV/0!"},{"$error":"#DIV/0!"},{"$error":"#DIV/0!"},{"$error":"#DIV/0!"},{"$error":"#DIV/0!"},{"$error":"#DIV/0!"},{"$error":"#DIV/0!"},{"$error":"#DIV/0!"},{"$error":"#DIV/0!"},{"$error":"#DIV/0!"},{"$error":"#DIV/0!"},{"$error":"#DIV/0!"},{"$error":"#DIV/0!"},{"$error":"#DIV/0!"},{"$error":"#DIV/0!"},{"$error":"#DIV/0!"},{"$error":"#DIV/0!"},{"$error":"#DIV/0!"},{"$error":"#DIV/0!"},{"$error":"#DIV/0!"},{"$error":"#DIV/0!"},{"$error":"#DIV/0!"},{"$error":"#DIV/0!"},{"$error":"#DIV/0!"},{"$error":"#DIV/0!"},{"$error":"#DIV/0!"},{"$error":"#DIV/0!"},{"$error":"#DIV/0!"},{"$error":"#DIV/0!"},{"$error":"#DIV/0!"},{"$f":"LRF529 + LRF530 - LRF531","v":{"$error":"#DIV/0!"}},{"$error":"#DIV/0!"},{"$error":"#DIV/0!"},{"$error":"#DIV/0!"},{"$error":"#DIV/0!"},{"$error":"#DIV/0!"},{"$error":"#DIV/0!"},{"$error":"#DIV/0!"},{"$error":"#DIV/0!"},{"$error":"#DIV/0!"},{"$error":"#DIV/0!"},{"$error":"#DIV/0!"},{"$error":"#DIV/0!"},{"$error":"#DIV/0!"},{"$error":"#DIV/0!"},{"$error":"#DIV/0!"},{"$error":"#DIV/0!"},{"$error":"#DIV/0!"},{"$error":"#DIV/0!"},{"$error":"#DIV/0!"},{"$error":"#DIV/0!"},{"$error":"#DIV/0!"},{"$error":"#DIV/0!"},{"$error":"#DIV/0!"},{"$error":"#DIV/0!"},{"$error":"#DIV/0!"},{"$error":"#DIV/0!"},{"$error":"#DIV/0!"},{"$error":"#DIV/0!"},{"$error":"#DIV/0!"},{"$error":"#DIV/0!"},{"$error":"#DIV/0!"},{"$error":"#DIV/0!"},{"$error":"#DIV/0!"},{"$error":"#DIV/0!"},{"$error":"#DIV/0!"},{"$error":"#DIV/0!"},{"$error":"#DIV/0!"},{"$error":"#DIV/0!"},{"$error":"#DIV/0!"},{"$error":"#DIV/0!"},{"$error":"#DIV/0!"},{"$error":"#DIV/0!"},{"$error":"#DIV/0!"},{"$error":"#DIV/0!"},{"$error":"#DIV/0!"},{"$error":"#DIV/0!"},{"$error":"#DIV/0!"},{"$error":"#DIV/0!"},{"$error":"#DIV/0!"},{"$error":"#DIV/0!"},{"$error":"#DIV/0!"},{"$error":"#DIV/0!"},{"$error":"#DIV/0!"},{"$error":"#DIV/0!"},{"$error":"#DIV/0!"},{"$error":"#DIV/0!"},{"$error":"#DIV/0!"},{"$error":"#DIV/0!"},{"$error":"#DIV/0!"},{"$error":"#DIV/0!"},{"$error":"#DIV/0!"},{"$error":"#DIV/0!"},{"$error":"#DIV/0!"},{"$f":"LTR529 + LTR530 - LTR531","v":{"$error":"#DIV/0!"}},{"$error":"#DIV/0!"},{"$error":"#DIV/0!"},{"$error":"#DIV/0!"},{"$error":"#DIV/0!"},{"$error":"#DIV/0!"},{"$error":"#DIV/0!"},{"$error":"#DIV/0!"},{"$error":"#DIV/0!"},{"$error":"#DIV/0!"},{"$error":"#DIV/0!"},{"$error":"#DIV/0!"},{"$error":"#DIV/0!"},{"$error":"#DIV/0!"},{"$error":"#DIV/0!"},{"$error":"#DIV/0!"},{"$error":"#DIV/0!"},{"$error":"#DIV/0!"},{"$error":"#DIV/0!"},{"$error":"#DIV/0!"},{"$error":"#DIV/0!"},{"$error":"#DIV/0!"},{"$error":"#DIV/0!"},{"$error":"#DIV/0!"},{"$error":"#DIV/0!"},{"$error":"#DIV/0!"},{"$error":"#DIV/0!"},{"$error":"#DIV/0!"},{"$error":"#DIV/0!"},{"$error":"#DIV/0!"},{"$error":"#DIV/0!"},{"$error":"#DIV/0!"},{"$error":"#DIV/0!"},{"$error":"#DIV/0!"},{"$error":"#DIV/0!"},{"$error":"#DIV/0!"},{"$error":"#DIV/0!"},{"$error":"#DIV/0!"},{"$error":"#DIV/0!"},{"$error":"#DIV/0!"},{"$error":"#DIV/0!"},{"$error":"#DIV/0!"},{"$error":"#DIV/0!"},{"$error":"#DIV/0!"},{"$error":"#DIV/0!"},{"$error":"#DIV/0!"},{"$error":"#DIV/0!"},{"$error":"#DIV/0!"},{"$error":"#DIV/0!"},{"$error":"#DIV/0!"},{"$error":"#DIV/0!"},{"$error":"#DIV/0!"},{"$error":"#DIV/0!"},{"$error":"#DIV/0!"},{"$error":"#DIV/0!"},{"$error":"#DIV/0!"},{"$error":"#DIV/0!"},{"$error":"#DIV/0!"},{"$error":"#DIV/0!"},{"$error":"#DIV/0!"},{"$error":"#DIV/0!"},{"$error":"#DIV/0!"},{"$error":"#DIV/0!"},{"$error":"#DIV/0!"},{"$f":"LWD529 + LWD530 - LWD531","v":{"$error":"#DIV/0!"}},{"$error":"#DIV/0!"},{"$error":"#DIV/0!"},{"$error":"#DIV/0!"},{"$error":"#DIV/0!"},{"$error":"#DIV/0!"},{"$error":"#DIV/0!"},{"$error":"#DIV/0!"},{"$error":"#DIV/0!"},{"$error":"#DIV/0!"},{"$error":"#DIV/0!"},{"$error":"#DIV/0!"},{"$error":"#DIV/0!"},{"$error":"#DIV/0!"},{"$error":"#DIV/0!"},{"$error":"#DIV/0!"},{"$error":"#DIV/0!"},{"$error":"#DIV/0!"},{"$error":"#DIV/0!"},{"$error":"#DIV/0!"},{"$error":"#DIV/0!"},{"$error":"#DIV/0!"},{"$error":"#DIV/0!"},{"$error":"#DIV/0!"},{"$error":"#DIV/0!"},{"$error":"#DIV/0!"},{"$error":"#DIV/0!"},{"$error":"#DIV/0!"},{"$error":"#DIV/0!"},{"$error":"#DIV/0!"},{"$error":"#DIV/0!"},{"$error":"#DIV/0!"},{"$error":"#DIV/0!"},{"$error":"#DIV/0!"},{"$error":"#DIV/0!"},{"$error":"#DIV/0!"},{"$error":"#DIV/0!"},{"$error":"#DIV/0!"},{"$error":"#DIV/0!"},{"$error":"#DIV/0!"},{"$error":"#DIV/0!"},{"$error":"#DIV/0!"},{"$error":"#DIV/0!"},{"$error":"#DIV/0!"},{"$error":"#DIV/0!"},{"$error":"#DIV/0!"},{"$error":"#DIV/0!"},{"$error":"#DIV/0!"},{"$error":"#DIV/0!"},{"$error":"#DIV/0!"},{"$error":"#DIV/0!"},{"$error":"#DIV/0!"},{"$error":"#DIV/0!"},{"$error":"#DIV/0!"},{"$error":"#DIV/0!"},{"$error":"#DIV/0!"},{"$error":"#DIV/0!"},{"$error":"#DIV/0!"},{"$error":"#DIV/0!"},{"$error":"#DIV/0!"},{"$error":"#DIV/0!"},{"$error":"#DIV/0!"},{"$error":"#DIV/0!"},{"$error":"#DIV/0!"},{"$f":"LYP529 + LYP530 - LYP531","v":{"$error":"#DIV/0!"}},{"$error":"#DIV/0!"},{"$error":"#DIV/0!"},{"$error":"#DIV/0!"},{"$error":"#DIV/0!"},{"$error":"#DIV/0!"},{"$error":"#DIV/0!"},{"$error":"#DIV/0!"},{"$error":"#DIV/0!"},{"$error":"#DIV/0!"},{"$error":"#DIV/0!"},{"$error":"#DIV/0!"},{"$error":"#DIV/0!"},{"$error":"#DIV/0!"},{"$error":"#DIV/0!"},{"$error":"#DIV/0!"},{"$error":"#DIV/0!"},{"$error":"#DIV/0!"},{"$error":"#DIV/0!"},{"$error":"#DIV/0!"},{"$error":"#DIV/0!"},{"$error":"#DIV/0!"},{"$error":"#DIV/0!"},{"$error":"#DIV/0!"},{"$error":"#DIV/0!"},{"$error":"#DIV/0!"},{"$error":"#DIV/0!"},{"$error":"#DIV/0!"},{"$error":"#DIV/0!"},{"$error":"#DIV/0!"},{"$error":"#DIV/0!"},{"$error":"#DIV/0!"},{"$error":"#DIV/0!"},{"$error":"#DIV/0!"},{"$error":"#DIV/0!"},{"$error":"#DIV/0!"},{"$error":"#DIV/0!"},{"$error":"#DIV/0!"},{"$error":"#DIV/0!"},{"$error":"#DIV/0!"},{"$error":"#DIV/0!"},{"$error":"#DIV/0!"},{"$error":"#DIV/0!"},{"$error":"#DIV/0!"},{"$error":"#DIV/0!"},{"$error":"#DIV/0!"},{"$error":"#DIV/0!"},{"$error":"#DIV/0!"},{"$error":"#DIV/0!"},{"$error":"#DIV/0!"},{"$error":"#DIV/0!"},{"$error":"#DIV/0!"},{"$error":"#DIV/0!"},{"$error":"#DIV/0!"},{"$error":"#DIV/0!"},{"$error":"#DIV/0!"},{"$error":"#DIV/0!"},{"$error":"#DIV/0!"},{"$error":"#DIV/0!"},{"$error":"#DIV/0!"},{"$error":"#DIV/0!"},{"$error":"#DIV/0!"},{"$error":"#DIV/0!"},{"$error":"#DIV/0!"},{"$f":"MBB529 + MBB530 - MBB531","v":{"$error":"#DIV/0!"}},{"$error":"#DIV/0!"},{"$error":"#DIV/0!"},{"$error":"#DIV/0!"},{"$error":"#DIV/0!"},{"$error":"#DIV/0!"},{"$error":"#DIV/0!"},{"$error":"#DIV/0!"},{"$error":"#DIV/0!"},{"$error":"#DIV/0!"},{"$error":"#DIV/0!"},{"$error":"#DIV/0!"},{"$error":"#DIV/0!"},{"$error":"#DIV/0!"},{"$error":"#DIV/0!"},{"$error":"#DIV/0!"},{"$error":"#DIV/0!"},{"$error":"#DIV/0!"},{"$error":"#DIV/0!"},{"$error":"#DIV/0!"},{"$error":"#DIV/0!"},{"$error":"#DIV/0!"},{"$error":"#DIV/0!"},{"$error":"#DIV/0!"},{"$error":"#DIV/0!"},{"$error":"#DIV/0!"},{"$error":"#DIV/0!"},{"$error":"#DIV/0!"},{"$error":"#DIV/0!"},{"$error":"#DIV/0!"},{"$error":"#DIV/0!"},{"$error":"#DIV/0!"},{"$error":"#DIV/0!"},{"$error":"#DIV/0!"},{"$error":"#DIV/0!"},{"$error":"#DIV/0!"},{"$error":"#DIV/0!"},{"$error":"#DIV/0!"},{"$error":"#DIV/0!"},{"$error":"#DIV/0!"},{"$error":"#DIV/0!"},{"$error":"#DIV/0!"},{"$error":"#DIV/0!"},{"$error":"#DIV/0!"},{"$error":"#DIV/0!"},{"$error":"#DIV/0!"},{"$error":"#DIV/0!"},{"$error":"#DIV/0!"},{"$error":"#DIV/0!"},{"$error":"#DIV/0!"},{"$error":"#DIV/0!"},{"$error":"#DIV/0!"},{"$error":"#DIV/0!"},{"$error":"#DIV/0!"},{"$error":"#DIV/0!"},{"$error":"#DIV/0!"},{"$error":"#DIV/0!"},{"$error":"#DIV/0!"},{"$error":"#DIV/0!"},{"$error":"#DIV/0!"},{"$error":"#DIV/0!"},{"$error":"#DIV/0!"},{"$error":"#DIV/0!"},{"$error":"#DIV/0!"},{"$f":"MDN529 + MDN530 - MDN531","v":{"$error":"#DIV/0!"}},{"$error":"#DIV/0!"},{"$error":"#DIV/0!"},{"$error":"#DIV/0!"},{"$error":"#DIV/0!"},{"$error":"#DIV/0!"},{"$error":"#DIV/0!"},{"$error":"#DIV/0!"},{"$error":"#DIV/0!"},{"$error":"#DIV/0!"},{"$error":"#DIV/0!"},{"$error":"#DIV/0!"},{"$error":"#DIV/0!"},{"$error":"#DIV/0!"},{"$error":"#DIV/0!"},{"$error":"#DIV/0!"},{"$error":"#DIV/0!"},{"$error":"#DIV/0!"},{"$error":"#DIV/0!"},{"$error":"#DIV/0!"},{"$error":"#DIV/0!"},{"$error":"#DIV/0!"},{"$error":"#DIV/0!"},{"$error":"#DIV/0!"},{"$error":"#DIV/0!"},{"$error":"#DIV/0!"},{"$error":"#DIV/0!"},{"$error":"#DIV/0!"},{"$error":"#DIV/0!"},{"$error":"#DIV/0!"},{"$error":"#DIV/0!"},{"$error":"#DIV/0!"},{"$error":"#DIV/0!"},{"$error":"#DIV/0!"},{"$error":"#DIV/0!"},{"$error":"#DIV/0!"},{"$error":"#DIV/0!"},{"$error":"#DIV/0!"},{"$error":"#DIV/0!"},{"$error":"#DIV/0!"},{"$error":"#DIV/0!"},{"$error":"#DIV/0!"},{"$error":"#DIV/0!"},{"$error":"#DIV/0!"},{"$error":"#DIV/0!"},{"$error":"#DIV/0!"},{"$error":"#DIV/0!"},{"$error":"#DIV/0!"},{"$error":"#DIV/0!"},{"$error":"#DIV/0!"},{"$error":"#DIV/0!"},{"$error":"#DIV/0!"},{"$error":"#DIV/0!"},{"$error":"#DIV/0!"},{"$error":"#DIV/0!"},{"$error":"#DIV/0!"},{"$error":"#DIV/0!"},{"$error":"#DIV/0!"},{"$error":"#DIV/0!"},{"$error":"#DIV/0!"},{"$error":"#DIV/0!"},{"$error":"#DIV/0!"},{"$error":"#DIV/0!"},{"$error":"#DIV/0!"},{"$f":"MFZ529 + MFZ530 - MFZ531","v":{"$error":"#DIV/0!"}},{"$error":"#DIV/0!"},{"$error":"#DIV/0!"},{"$error":"#DIV/0!"},{"$error":"#DIV/0!"},{"$error":"#DIV/0!"},{"$error":"#DIV/0!"},{"$error":"#DIV/0!"},{"$error":"#DIV/0!"},{"$error":"#DIV/0!"},{"$error":"#DIV/0!"},{"$error":"#DIV/0!"},{"$error":"#DIV/0!"},{"$error":"#DIV/0!"},{"$error":"#DIV/0!"},{"$error":"#DIV/0!"},{"$error":"#DIV/0!"},{"$error":"#DIV/0!"},{"$error":"#DIV/0!"},{"$error":"#DIV/0!"},{"$error":"#DIV/0!"},{"$error":"#DIV/0!"},{"$error":"#DIV/0!"},{"$error":"#DIV/0!"},{"$error":"#DIV/0!"},{"$error":"#DIV/0!"},{"$error":"#DIV/0!"},{"$error":"#DIV/0!"},{"$error":"#DIV/0!"},{"$error":"#DIV/0!"},{"$error":"#DIV/0!"},{"$error":"#DIV/0!"},{"$error":"#DIV/0!"},{"$error":"#DIV/0!"},{"$error":"#DIV/0!"},{"$error":"#DIV/0!"},{"$error":"#DIV/0!"},{"$error":"#DIV/0!"},{"$error":"#DIV/0!"},{"$error":"#DIV/0!"},{"$error":"#DIV/0!"},{"$error":"#DIV/0!"},{"$error":"#DIV/0!"},{"$error":"#DIV/0!"},{"$error":"#DIV/0!"},{"$error":"#DIV/0!"},{"$error":"#DIV/0!"},{"$error":"#DIV/0!"},{"$error":"#DIV/0!"},{"$error":"#DIV/0!"},{"$error":"#DIV/0!"},{"$error":"#DIV/0!"},{"$error":"#DIV/0!"},{"$error":"#DIV/0!"},{"$error":"#DIV/0!"},{"$error":"#DIV/0!"},{"$error":"#DIV/0!"},{"$error":"#DIV/0!"},{"$error":"#DIV/0!"},{"$error":"#DIV/0!"},{"$error":"#DIV/0!"},{"$error":"#DIV/0!"},{"$error":"#DIV/0!"},{"$error":"#DIV/0!"},{"$f":"MIL529 + MIL530 - MIL531","v":{"$error":"#DIV/0!"}},{"$error":"#DIV/0!"},{"$error":"#DIV/0!"},{"$error":"#DIV/0!"},{"$error":"#DIV/0!"},{"$error":"#DIV/0!"},{"$error":"#DIV/0!"},{"$error":"#DIV/0!"},{"$error":"#DIV/0!"},{"$error":"#DIV/0!"},{"$error":"#DIV/0!"},{"$error":"#DIV/0!"},{"$error":"#DIV/0!"},{"$error":"#DIV/0!"},{"$error":"#DIV/0!"},{"$error":"#DIV/0!"},{"$error":"#DIV/0!"},{"$error":"#DIV/0!"},{"$error":"#DIV/0!"},{"$error":"#DIV/0!"},{"$error":"#DIV/0!"},{"$error":"#DIV/0!"},{"$error":"#DIV/0!"},{"$error":"#DIV/0!"},{"$error":"#DIV/0!"},{"$error":"#DIV/0!"},{"$error":"#DIV/0!"},{"$error":"#DIV/0!"},{"$error":"#DIV/0!"},{"$error":"#DIV/0!"},{"$error":"#DIV/0!"},{"$error":"#DIV/0!"},{"$error":"#DIV/0!"},{"$error":"#DIV/0!"},{"$error":"#DIV/0!"},{"$error":"#DIV/0!"},{"$error":"#DIV/0!"},{"$error":"#DIV/0!"},{"$error":"#DIV/0!"},{"$error":"#DIV/0!"},{"$error":"#DIV/0!"},{"$error":"#DIV/0!"},{"$error":"#DIV/0!"},{"$error":"#DIV/0!"},{"$error":"#DIV/0!"},{"$error":"#DIV/0!"},{"$error":"#DIV/0!"},{"$error":"#DIV/0!"},{"$error":"#DIV/0!"},{"$error":"#DIV/0!"},{"$error":"#DIV/0!"},{"$error":"#DIV/0!"},{"$error":"#DIV/0!"},{"$error":"#DIV/0!"},{"$error":"#DIV/0!"},{"$error":"#DIV/0!"},{"$error":"#DIV/0!"},{"$error":"#DIV/0!"},{"$error":"#DIV/0!"},{"$error":"#DIV/0!"},{"$error":"#DIV/0!"},{"$error":"#DIV/0!"},{"$error":"#DIV/0!"},{"$error":"#DIV/0!"},{"$f":"MKX529 + MKX530 - MKX531","v":{"$error":"#DIV/0!"}},{"$error":"#DIV/0!"},{"$error":"#DIV/0!"},{"$error":"#DIV/0!"},{"$error":"#DIV/0!"},{"$error":"#DIV/0!"},{"$error":"#DIV/0!"},{"$error":"#DIV/0!"},{"$error":"#DIV/0!"},{"$error":"#DIV/0!"},{"$error":"#DIV/0!"},{"$error":"#DIV/0!"},{"$error":"#DIV/0!"},{"$error":"#DIV/0!"},{"$error":"#DIV/0!"},{"$error":"#DIV/0!"},{"$error":"#DIV/0!"},{"$error":"#DIV/0!"},{"$error":"#DIV/0!"},{"$error":"#DIV/0!"},{"$error":"#DIV/0!"},{"$error":"#DIV/0!"},{"$error":"#DIV/0!"},{"$error":"#DIV/0!"},{"$error":"#DIV/0!"},{"$error":"#DIV/0!"},{"$error":"#DIV/0!"},{"$error":"#DIV/0!"},{"$error":"#DIV/0!"},{"$error":"#DIV/0!"},{"$error":"#DIV/0!"},{"$error":"#DIV/0!"},{"$error":"#DIV/0!"},{"$error":"#DIV/0!"},{"$error":"#DIV/0!"},{"$error":"#DIV/0!"},{"$error":"#DIV/0!"},{"$error":"#DIV/0!"},{"$error":"#DIV/0!"},{"$error":"#DIV/0!"},{"$error":"#DIV/0!"},{"$error":"#DIV/0!"},{"$error":"#DIV/0!"},{"$error":"#DIV/0!"},{"$error":"#DIV/0!"},{"$error":"#DIV/0!"},{"$error":"#DIV/0!"},{"$error":"#DIV/0!"},{"$error":"#DIV/0!"},{"$error":"#DIV/0!"},{"$error":"#DIV/0!"},{"$error":"#DIV/0!"},{"$error":"#DIV/0!"},{"$error":"#DIV/0!"},{"$error":"#DIV/0!"},{"$error":"#DIV/0!"},{"$error":"#DIV/0!"},{"$error":"#DIV/0!"},{"$error":"#DIV/0!"},{"$error":"#DIV/0!"},{"$error":"#DIV/0!"},{"$error":"#DIV/0!"},{"$error":"#DIV/0!"},{"$error":"#DIV/0!"},{"$f":"MNJ529 + MNJ530 - MNJ531","v":{"$error":"#DIV/0!"}},{"$error":"#DIV/0!"},{"$error":"#DIV/0!"},{"$error":"#DIV/0!"},{"$error":"#DIV/0!"},{"$error":"#DIV/0!"},{"$error":"#DIV/0!"},{"$error":"#DIV/0!"},{"$error":"#DIV/0!"},{"$error":"#DIV/0!"},{"$error":"#DIV/0!"},{"$error":"#DIV/0!"},{"$error":"#DIV/0!"},{"$error":"#DIV/0!"},{"$error":"#DIV/0!"},{"$error":"#DIV/0!"},{"$error":"#DIV/0!"},{"$error":"#DIV/0!"},{"$error":"#DIV/0!"},{"$error":"#DIV/0!"},{"$error":"#DIV/0!"},{"$error":"#DIV/0!"},{"$error":"#DIV/0!"},{"$error":"#DIV/0!"},{"$error":"#DIV/0!"},{"$error":"#DIV/0!"},{"$error":"#DIV/0!"},{"$error":"#DIV/0!"},{"$error":"#DIV/0!"},{"$error":"#DIV/0!"},{"$error":"#DIV/0!"},{"$error":"#DIV/0!"},{"$error":"#DIV/0!"},{"$error":"#DIV/0!"},{"$error":"#DIV/0!"},{"$error":"#DIV/0!"},{"$error":"#DIV/0!"},{"$error":"#DIV/0!"},{"$error":"#DIV/0!"},{"$error":"#DIV/0!"},{"$error":"#DIV/0!"},{"$error":"#DIV/0!"},{"$error":"#DIV/0!"},{"$error":"#DIV/0!"},{"$error":"#DIV/0!"},{"$error":"#DIV/0!"},{"$error":"#DIV/0!"},{"$error":"#DIV/0!"},{"$error":"#DIV/0!"},{"$error":"#DIV/0!"},{"$error":"#DIV/0!"},{"$error":"#DIV/0!"},{"$error":"#DIV/0!"},{"$error":"#DIV/0!"},{"$error":"#DIV/0!"},{"$error":"#DIV/0!"},{"$error":"#DIV/0!"},{"$error":"#DIV/0!"},{"$error":"#DIV/0!"},{"$error":"#DIV/0!"},{"$error":"#DIV/0!"},{"$error":"#DIV/0!"},{"$error":"#DIV/0!"},{"$error":"#DIV/0!"},{"$f":"MPV529 + MPV530 - MPV531","v":{"$error":"#DIV/0!"}},{"$error":"#DIV/0!"},{"$error":"#DIV/0!"},{"$error":"#DIV/0!"},{"$error":"#DIV/0!"},{"$error":"#DIV/0!"},{"$error":"#DIV/0!"},{"$error":"#DIV/0!"},{"$error":"#DIV/0!"},{"$error":"#DIV/0!"},{"$error":"#DIV/0!"},{"$error":"#DIV/0!"},{"$error":"#DIV/0!"},{"$error":"#DIV/0!"},{"$error":"#DIV/0!"},{"$error":"#DIV/0!"},{"$error":"#DIV/0!"},{"$error":"#DIV/0!"},{"$error":"#DIV/0!"},{"$error":"#DIV/0!"},{"$error":"#DIV/0!"},{"$error":"#DIV/0!"},{"$error":"#DIV/0!"},{"$error":"#DIV/0!"},{"$error":"#DIV/0!"},{"$error":"#DIV/0!"},{"$error":"#DIV/0!"},{"$error":"#DIV/0!"},{"$error":"#DIV/0!"},{"$error":"#DIV/0!"},{"$error":"#DIV/0!"},{"$error":"#DIV/0!"},{"$error":"#DIV/0!"},{"$error":"#DIV/0!"},{"$error":"#DIV/0!"},{"$error":"#DIV/0!"},{"$error":"#DIV/0!"},{"$error":"#DIV/0!"},{"$error":"#DIV/0!"},{"$error":"#DIV/0!"},{"$error":"#DIV/0!"},{"$error":"#DIV/0!"},{"$error":"#DIV/0!"},{"$error":"#DIV/0!"},{"$error":"#DIV/0!"},{"$error":"#DIV/0!"},{"$error":"#DIV/0!"},{"$error":"#DIV/0!"},{"$error":"#DIV/0!"},{"$error":"#DIV/0!"},{"$error":"#DIV/0!"},{"$error":"#DIV/0!"},{"$error":"#DIV/0!"},{"$error":"#DIV/0!"},{"$error":"#DIV/0!"},{"$error":"#DIV/0!"},{"$error":"#DIV/0!"},{"$error":"#DIV/0!"},{"$error":"#DIV/0!"},{"$error":"#DIV/0!"},{"$error":"#DIV/0!"},{"$error":"#DIV/0!"},{"$error":"#DIV/0!"},{"$error":"#DIV/0!"},{"$f":"MSH529 + MSH530 - MSH531","v":{"$error":"#DIV/0!"}},{"$error":"#DIV/0!"},{"$error":"#DIV/0!"},{"$error":"#DIV/0!"},{"$error":"#DIV/0!"},{"$error":"#DIV/0!"},{"$error":"#DIV/0!"},{"$error":"#DIV/0!"},{"$error":"#DIV/0!"},{"$error":"#DIV/0!"},{"$error":"#DIV/0!"},{"$error":"#DIV/0!"},{"$error":"#DIV/0!"},{"$error":"#DIV/0!"},{"$error":"#DIV/0!"},{"$error":"#DIV/0!"},{"$error":"#DIV/0!"},{"$error":"#DIV/0!"},{"$error":"#DIV/0!"},{"$error":"#DIV/0!"},{"$error":"#DIV/0!"},{"$error":"#DIV/0!"},{"$error":"#DIV/0!"},{"$error":"#DIV/0!"},{"$error":"#DIV/0!"},{"$error":"#DIV/0!"},{"$error":"#DIV/0!"},{"$error":"#DIV/0!"},{"$error":"#DIV/0!"},{"$error":"#DIV/0!"},{"$error":"#DIV/0!"},{"$error":"#DIV/0!"},{"$error":"#DIV/0!"},{"$error":"#DIV/0!"},{"$error":"#DIV/0!"},{"$error":"#DIV/0!"},{"$error":"#DIV/0!"},{"$error":"#DIV/0!"},{"$error":"#DIV/0!"},{"$error":"#DIV/0!"},{"$error":"#DIV/0!"},{"$error":"#DIV/0!"},{"$error":"#DIV/0!"},{"$error":"#DIV/0!"},{"$error":"#DIV/0!"},{"$error":"#DIV/0!"},{"$error":"#DIV/0!"},{"$error":"#DIV/0!"},{"$error":"#DIV/0!"},{"$error":"#DIV/0!"},{"$error":"#DIV/0!"},{"$error":"#DIV/0!"},{"$error":"#DIV/0!"},{"$error":"#DIV/0!"},{"$error":"#DIV/0!"},{"$error":"#DIV/0!"},{"$error":"#DIV/0!"},{"$error":"#DIV/0!"},{"$error":"#DIV/0!"},{"$error":"#DIV/0!"},{"$error":"#DIV/0!"},{"$error":"#DIV/0!"},{"$error":"#DIV/0!"},{"$error":"#DIV/0!"},{"$f":"MUT529 + MUT530 - MUT531","v":{"$error":"#DIV/0!"}},{"$error":"#DIV/0!"},{"$error":"#DIV/0!"},{"$error":"#DIV/0!"},{"$error":"#DIV/0!"},{"$error":"#DIV/0!"},{"$error":"#DIV/0!"},{"$error":"#DIV/0!"},{"$error":"#DIV/0!"},{"$error":"#DIV/0!"},{"$error":"#DIV/0!"},{"$error":"#DIV/0!"},{"$error":"#DIV/0!"},{"$error":"#DIV/0!"},{"$error":"#DIV/0!"},{"$error":"#DIV/0!"},{"$error":"#DIV/0!"},{"$error":"#DIV/0!"},{"$error":"#DIV/0!"},{"$error":"#DIV/0!"},{"$error":"#DIV/0!"},{"$error":"#DIV/0!"},{"$error":"#DIV/0!"},{"$error":"#DIV/0!"},{"$error":"#DIV/0!"},{"$error":"#DIV/0!"},{"$error":"#DIV/0!"},{"$error":"#DIV/0!"},{"$error":"#DIV/0!"},{"$error":"#DIV/0!"},{"$error":"#DIV/0!"},{"$error":"#DIV/0!"},{"$error":"#DIV/0!"},{"$error":"#DIV/0!"},{"$error":"#DIV/0!"},{"$error":"#DIV/0!"},{"$error":"#DIV/0!"},{"$error":"#DIV/0!"},{"$error":"#DIV/0!"},{"$error":"#DIV/0!"},{"$error":"#DIV/0!"},{"$error":"#DIV/0!"},{"$error":"#DIV/0!"},{"$error":"#DIV/0!"},{"$error":"#DIV/0!"},{"$error":"#DIV/0!"},{"$error":"#DIV/0!"},{"$error":"#DIV/0!"},{"$error":"#DIV/0!"},{"$error":"#DIV/0!"},{"$error":"#DIV/0!"},{"$error":"#DIV/0!"},{"$error":"#DIV/0!"},{"$error":"#DIV/0!"},{"$error":"#DIV/0!"},{"$error":"#DIV/0!"},{"$error":"#DIV/0!"},{"$error":"#DIV/0!"},{"$error":"#DIV/0!"},{"$error":"#DIV/0!"},{"$error":"#DIV/0!"},{"$error":"#DIV/0!"},{"$error":"#DIV/0!"},{"$error":"#DIV/0!"},{"$f":"MXF529 + MXF530 - MXF531","v":{"$error":"#DIV/0!"}},{"$error":"#DIV/0!"},{"$error":"#DIV/0!"},{"$error":"#DIV/0!"},{"$error":"#DIV/0!"},{"$error":"#DIV/0!"},{"$error":"#DIV/0!"},{"$error":"#DIV/0!"},{"$error":"#DIV/0!"},{"$error":"#DIV/0!"},{"$error":"#DIV/0!"},{"$error":"#DIV/0!"},{"$error":"#DIV/0!"},{"$error":"#DIV/0!"},{"$error":"#DIV/0!"},{"$error":"#DIV/0!"},{"$error":"#DIV/0!"},{"$error":"#DIV/0!"},{"$error":"#DIV/0!"},{"$error":"#DIV/0!"},{"$error":"#DIV/0!"},{"$error":"#DIV/0!"},{"$error":"#DIV/0!"},{"$error":"#DIV/0!"},{"$error":"#DIV/0!"},{"$error":"#DIV/0!"},{"$error":"#DIV/0!"},{"$error":"#DIV/0!"},{"$error":"#DIV/0!"},{"$error":"#DIV/0!"},{"$error":"#DIV/0!"},{"$error":"#DIV/0!"},{"$error":"#DIV/0!"},{"$error":"#DIV/0!"},{"$error":"#DIV/0!"},{"$error":"#DIV/0!"},{"$error":"#DIV/0!"},{"$error":"#DIV/0!"},{"$error":"#DIV/0!"},{"$error":"#DIV/0!"},{"$error":"#DIV/0!"},{"$error":"#DIV/0!"},{"$error":"#DIV/0!"},{"$error":"#DIV/0!"},{"$error":"#DIV/0!"},{"$error":"#DIV/0!"},{"$error":"#DIV/0!"},{"$error":"#DIV/0!"},{"$error":"#DIV/0!"},{"$error":"#DIV/0!"},{"$error":"#DIV/0!"},{"$error":"#DIV/0!"},{"$error":"#DIV/0!"},{"$error":"#DIV/0!"},{"$error":"#DIV/0!"},{"$error":"#DIV/0!"},{"$error":"#DIV/0!"},{"$error":"#DIV/0!"},{"$error":"#DIV/0!"},{"$error":"#DIV/0!"},{"$error":"#DIV/0!"},{"$error":"#DIV/0!"},{"$error":"#DIV/0!"},{"$error":"#DIV/0!"},{"$f":"MZR529 + MZR530 - MZR531","v":{"$error":"#DIV/0!"}},{"$error":"#DIV/0!"},{"$error":"#DIV/0!"},{"$error":"#DIV/0!"},{"$error":"#DIV/0!"},{"$error":"#DIV/0!"},{"$error":"#DIV/0!"},{"$error":"#DIV/0!"},{"$error":"#DIV/0!"},{"$error":"#DIV/0!"},{"$error":"#DIV/0!"},{"$error":"#DIV/0!"},{"$error":"#DIV/0!"},{"$error":"#DIV/0!"},{"$error":"#DIV/0!"},{"$error":"#DIV/0!"},{"$error":"#DIV/0!"},{"$error":"#DIV/0!"},{"$error":"#DIV/0!"},{"$error":"#DIV/0!"},{"$error":"#DIV/0!"},{"$error":"#DIV/0!"},{"$error":"#DIV/0!"},{"$error":"#DIV/0!"},{"$error":"#DIV/0!"},{"$error":"#DIV/0!"},{"$error":"#DIV/0!"},{"$error":"#DIV/0!"},{"$error":"#DIV/0!"},{"$error":"#DIV/0!"},{"$error":"#DIV/0!"},{"$error":"#DIV/0!"},{"$error":"#DIV/0!"},{"$error":"#DIV/0!"},{"$error":"#DIV/0!"},{"$error":"#DIV/0!"},{"$error":"#DIV/0!"},{"$error":"#DIV/0!"},{"$error":"#DIV/0!"},{"$error":"#DIV/0!"},{"$error":"#DIV/0!"},{"$error":"#DIV/0!"},{"$error":"#DIV/0!"},{"$error":"#DIV/0!"},{"$error":"#DIV/0!"},{"$error":"#DIV/0!"},{"$error":"#DIV/0!"},{"$error":"#DIV/0!"},{"$error":"#DIV/0!"},{"$error":"#DIV/0!"},{"$error":"#DIV/0!"},{"$error":"#DIV/0!"},{"$error":"#DIV/0!"},{"$error":"#DIV/0!"},{"$error":"#DIV/0!"},{"$error":"#DIV/0!"},{"$error":"#DIV/0!"},{"$error":"#DIV/0!"},{"$error":"#DIV/0!"},{"$error":"#DIV/0!"},{"$error":"#DIV/0!"},{"$error":"#DIV/0!"},{"$error":"#DIV/0!"},{"$error":"#DIV/0!"},{"$f":"NCD529 + NCD530 - NCD531","v":{"$error":"#DIV/0!"}},{"$error":"#DIV/0!"},{"$error":"#DIV/0!"},{"$error":"#DIV/0!"},{"$error":"#DIV/0!"},{"$error":"#DIV/0!"},{"$error":"#DIV/0!"},{"$error":"#DIV/0!"},{"$error":"#DIV/0!"},{"$error":"#DIV/0!"},{"$error":"#DIV/0!"},{"$error":"#DIV/0!"},{"$error":"#DIV/0!"},{"$error":"#DIV/0!"},{"$error":"#DIV/0!"},{"$error":"#DIV/0!"},{"$error":"#DIV/0!"},{"$error":"#DIV/0!"},{"$error":"#DIV/0!"},{"$error":"#DIV/0!"},{"$error":"#DIV/0!"},{"$error":"#DIV/0!"},{"$error":"#DIV/0!"},{"$error":"#DIV/0!"},{"$error":"#DIV/0!"},{"$error":"#DIV/0!"},{"$error":"#DIV/0!"},{"$error":"#DIV/0!"},{"$error":"#DIV/0!"},{"$error":"#DIV/0!"},{"$error":"#DIV/0!"},{"$error":"#DIV/0!"},{"$error":"#DIV/0!"},{"$error":"#DIV/0!"},{"$error":"#DIV/0!"},{"$error":"#DIV/0!"},{"$error":"#DIV/0!"},{"$error":"#DIV/0!"},{"$error":"#DIV/0!"},{"$error":"#DIV/0!"},{"$error":"#DIV/0!"},{"$error":"#DIV/0!"},{"$error":"#DIV/0!"},{"$error":"#DIV/0!"},{"$error":"#DIV/0!"},{"$error":"#DIV/0!"},{"$error":"#DIV/0!"},{"$error":"#DIV/0!"},{"$error":"#DIV/0!"},{"$error":"#DIV/0!"},{"$error":"#DIV/0!"},{"$error":"#DIV/0!"},{"$error":"#DIV/0!"},{"$error":"#DIV/0!"},{"$error":"#DIV/0!"},{"$error":"#DIV/0!"},{"$error":"#DIV/0!"},{"$error":"#DIV/0!"},{"$error":"#DIV/0!"},{"$error":"#DIV/0!"},{"$error":"#DIV/0!"},{"$error":"#DIV/0!"},{"$error":"#DIV/0!"},{"$error":"#DIV/0!"},{"$f":"NEP529 + NEP530 - NEP531","v":{"$error":"#DIV/0!"}},{"$error":"#DIV/0!"},{"$error":"#DIV/0!"},{"$error":"#DIV/0!"},{"$error":"#DIV/0!"},{"$error":"#DIV/0!"},{"$error":"#DIV/0!"},{"$error":"#DIV/0!"},{"$error":"#DIV/0!"},{"$error":"#DIV/0!"},{"$error":"#DIV/0!"},{"$error":"#DIV/0!"},{"$error":"#DIV/0!"},{"$error":"#DIV/0!"},{"$error":"#DIV/0!"},{"$error":"#DIV/0!"},{"$error":"#DIV/0!"},{"$error":"#DIV/0!"},{"$error":"#DIV/0!"},{"$error":"#DIV/0!"},{"$error":"#DIV/0!"},{"$error":"#DIV/0!"},{"$error":"#DIV/0!"},{"$error":"#DIV/0!"},{"$error":"#DIV/0!"},{"$error":"#DIV/0!"},{"$error":"#DIV/0!"},{"$error":"#DIV/0!"},{"$error":"#DIV/0!"},{"$error":"#DIV/0!"},{"$error":"#DIV/0!"},{"$error":"#DIV/0!"},{"$error":"#DIV/0!"},{"$error":"#DIV/0!"},{"$error":"#DIV/0!"},{"$error":"#DIV/0!"},{"$error":"#DIV/0!"},{"$error":"#DIV/0!"},{"$error":"#DIV/0!"},{"$error":"#DIV/0!"},{"$error":"#DIV/0!"},{"$error":"#DIV/0!"},{"$error":"#DIV/0!"},{"$error":"#DIV/0!"},{"$error":"#DIV/0!"},{"$error":"#DIV/0!"},{"$error":"#DIV/0!"},{"$error":"#DIV/0!"},{"$error":"#DIV/0!"},{"$error":"#DIV/0!"},{"$error":"#DIV/0!"},{"$error":"#DIV/0!"},{"$error":"#DIV/0!"},{"$error":"#DIV/0!"},{"$error":"#DIV/0!"},{"$error":"#DIV/0!"},{"$error":"#DIV/0!"},{"$error":"#DIV/0!"},{"$error":"#DIV/0!"},{"$error":"#DIV/0!"},{"$error":"#DIV/0!"},{"$error":"#DIV/0!"},{"$error":"#DIV/0!"},{"$error":"#DIV/0!"},{"$f":"NHB529 + NHB530 - NHB531","v":{"$error":"#DIV/0!"}},{"$error":"#DIV/0!"},{"$error":"#DIV/0!"},{"$error":"#DIV/0!"},{"$error":"#DIV/0!"},{"$error":"#DIV/0!"},{"$error":"#DIV/0!"},{"$error":"#DIV/0!"},{"$error":"#DIV/0!"},{"$error":"#DIV/0!"},{"$error":"#DIV/0!"},{"$error":"#DIV/0!"},{"$error":"#DIV/0!"},{"$error":"#DIV/0!"},{"$error":"#DIV/0!"},{"$error":"#DIV/0!"},{"$error":"#DIV/0!"},{"$error":"#DIV/0!"},{"$error":"#DIV/0!"},{"$error":"#DIV/0!"},{"$error":"#DIV/0!"},{"$error":"#DIV/0!"},{"$error":"#DIV/0!"},{"$error":"#DIV/0!"},{"$error":"#DIV/0!"},{"$error":"#DIV/0!"},{"$error":"#DIV/0!"},{"$error":"#DIV/0!"},{"$error":"#DIV/0!"},{"$error":"#DIV/0!"},{"$error":"#DIV/0!"},{"$error":"#DIV/0!"},{"$error":"#DIV/0!"},{"$error":"#DIV/0!"},{"$error":"#DIV/0!"},{"$error":"#DIV/0!"},{"$error":"#DIV/0!"},{"$error":"#DIV/0!"},{"$error":"#DIV/0!"},{"$error":"#DIV/0!"},{"$error":"#DIV/0!"},{"$error":"#DIV/0!"},{"$error":"#DIV/0!"},{"$error":"#DIV/0!"},{"$error":"#DIV/0!"},{"$error":"#DIV/0!"},{"$error":"#DIV/0!"},{"$error":"#DIV/0!"},{"$error":"#DIV/0!"},{"$error":"#DIV/0!"},{"$error":"#DIV/0!"},{"$error":"#DIV/0!"},{"$error":"#DIV/0!"},{"$error":"#DIV/0!"},{"$error":"#DIV/0!"},{"$error":"#DIV/0!"},{"$error":"#DIV/0!"},{"$error":"#DIV/0!"},{"$error":"#DIV/0!"},{"$error":"#DIV/0!"},{"$error":"#DIV/0!"},{"$error":"#DIV/0!"},{"$error":"#DIV/0!"},{"$error":"#DIV/0!"},{"$f":"NJN529 + NJN530 - NJN531","v":{"$error":"#DIV/0!"}},{"$error":"#DIV/0!"},{"$error":"#DIV/0!"},{"$error":"#DIV/0!"},{"$error":"#DIV/0!"},{"$error":"#DIV/0!"},{"$error":"#DIV/0!"},{"$error":"#DIV/0!"},{"$error":"#DIV/0!"},{"$error":"#DIV/0!"},{"$error":"#DIV/0!"},{"$error":"#DIV/0!"},{"$error":"#DIV/0!"},{"$error":"#DIV/0!"},{"$error":"#DIV/0!"},{"$error":"#DIV/0!"},{"$error":"#DIV/0!"},{"$error":"#DIV/0!"},{"$error":"#DIV/0!"},{"$error":"#DIV/0!"},{"$error":"#DIV/0!"},{"$error":"#DIV/0!"},{"$error":"#DIV/0!"},{"$error":"#DIV/0!"},{"$error":"#DIV/0!"},{"$error":"#DIV/0!"},{"$error":"#DIV/0!"},{"$error":"#DIV/0!"},{"$error":"#DIV/0!"},{"$error":"#DIV/0!"},{"$error":"#DIV/0!"},{"$error":"#DIV/0!"},{"$error":"#DIV/0!"},{"$error":"#DIV/0!"},{"$error":"#DIV/0!"},{"$error":"#DIV/0!"},{"$error":"#DIV/0!"},{"$error":"#DIV/0!"},{"$error":"#DIV/0!"},{"$error":"#DIV/0!"},{"$error":"#DIV/0!"},{"$error":"#DIV/0!"},{"$error":"#DIV/0!"},{"$error":"#DIV/0!"},{"$error":"#DIV/0!"},{"$error":"#DIV/0!"},{"$error":"#DIV/0!"},{"$error":"#DIV/0!"},{"$error":"#DIV/0!"},{"$error":"#DIV/0!"},{"$error":"#DIV/0!"},{"$error":"#DIV/0!"},{"$error":"#DIV/0!"},{"$error":"#DIV/0!"},{"$error":"#DIV/0!"},{"$error":"#DIV/0!"},{"$error":"#DIV/0!"},{"$error":"#DIV/0!"},{"$error":"#DIV/0!"},{"$error":"#DIV/0!"},{"$error":"#DIV/0!"},{"$error":"#DIV/0!"},{"$error":"#DIV/0!"},{"$error":"#DIV/0!"},{"$f":"NLZ529 + NLZ530 - NLZ531","v":{"$error":"#DIV/0!"}},{"$error":"#DIV/0!"},{"$error":"#DIV/0!"},{"$error":"#DIV/0!"},{"$error":"#DIV/0!"},{"$error":"#DIV/0!"},{"$error":"#DIV/0!"},{"$error":"#DIV/0!"},{"$error":"#DIV/0!"},{"$error":"#DIV/0!"},{"$error":"#DIV/0!"},{"$error":"#DIV/0!"},{"$error":"#DIV/0!"},{"$error":"#DIV/0!"},{"$error":"#DIV/0!"},{"$error":"#DIV/0!"},{"$error":"#DIV/0!"},{"$error":"#DIV/0!"},{"$error":"#DIV/0!"},{"$error":"#DIV/0!"},{"$error":"#DIV/0!"},{"$error":"#DIV/0!"},{"$error":"#DIV/0!"},{"$error":"#DIV/0!"},{"$error":"#DIV/0!"},{"$error":"#DIV/0!"},{"$error":"#DIV/0!"},{"$error":"#DIV/0!"},{"$error":"#DIV/0!"},{"$error":"#DIV/0!"},{"$error":"#DIV/0!"},{"$error":"#DIV/0!"},{"$error":"#DIV/0!"},{"$error":"#DIV/0!"},{"$error":"#DIV/0!"},{"$error":"#DIV/0!"},{"$error":"#DIV/0!"},{"$error":"#DIV/0!"},{"$error":"#DIV/0!"},{"$error":"#DIV/0!"},{"$error":"#DIV/0!"},{"$error":"#DIV/0!"},{"$error":"#DIV/0!"},{"$error":"#DIV/0!"},{"$error":"#DIV/0!"},{"$error":"#DIV/0!"},{"$error":"#DIV/0!"},{"$error":"#DIV/0!"},{"$error":"#DIV/0!"},{"$error":"#DIV/0!"},{"$error":"#DIV/0!"},{"$error":"#DIV/0!"},{"$error":"#DIV/0!"},{"$error":"#DIV/0!"},{"$error":"#DIV/0!"},{"$error":"#DIV/0!"},{"$error":"#DIV/0!"},{"$error":"#DIV/0!"},{"$error":"#DIV/0!"},{"$error":"#DIV/0!"},{"$error":"#DIV/0!"},{"$error":"#DIV/0!"},{"$error":"#DIV/0!"},{"$error":"#DIV/0!"},{"$f":"NOL529 + NOL530 - NOL531","v":{"$error":"#DIV/0!"}},{"$error":"#DIV/0!"},{"$error":"#DIV/0!"},{"$error":"#DIV/0!"},{"$error":"#DIV/0!"},{"$error":"#DIV/0!"},{"$error":"#DIV/0!"},{"$error":"#DIV/0!"},{"$error":"#DIV/0!"},{"$error":"#DIV/0!"},{"$error":"#DIV/0!"},{"$error":"#DIV/0!"},{"$error":"#DIV/0!"},{"$error":"#DIV/0!"},{"$error":"#DIV/0!"},{"$error":"#DIV/0!"},{"$error":"#DIV/0!"},{"$error":"#DIV/0!"},{"$error":"#DIV/0!"},{"$error":"#DIV/0!"},{"$error":"#DIV/0!"},{"$error":"#DIV/0!"},{"$error":"#DIV/0!"},{"$error":"#DIV/0!"},{"$error":"#DIV/0!"},{"$error":"#DIV/0!"},{"$error":"#DIV/0!"},{"$error":"#DIV/0!"},{"$error":"#DIV/0!"},{"$error":"#DIV/0!"},{"$error":"#DIV/0!"},{"$error":"#DIV/0!"},{"$error":"#DIV/0!"},{"$error":"#DIV/0!"},{"$error":"#DIV/0!"},{"$error":"#DIV/0!"},{"$error":"#DIV/0!"},{"$error":"#DIV/0!"},{"$error":"#DIV/0!"},{"$error":"#DIV/0!"},{"$error":"#DIV/0!"},{"$error":"#DIV/0!"},{"$error":"#DIV/0!"},{"$error":"#DIV/0!"},{"$error":"#DIV/0!"},{"$error":"#DIV/0!"},{"$error":"#DIV/0!"},{"$error":"#DIV/0!"},{"$error":"#DIV/0!"},{"$error":"#DIV/0!"},{"$error":"#DIV/0!"},{"$error":"#DIV/0!"},{"$error":"#DIV/0!"},{"$error":"#DIV/0!"},{"$error":"#DIV/0!"},{"$error":"#DIV/0!"},{"$error":"#DIV/0!"},{"$error":"#DIV/0!"},{"$error":"#DIV/0!"},{"$error":"#DIV/0!"},{"$error":"#DIV/0!"},{"$error":"#DIV/0!"},{"$error":"#DIV/0!"},{"$error":"#DIV/0!"},{"$f":"NQX529 + NQX530 - NQX531","v":{"$error":"#DIV/0!"}},{"$error":"#DIV/0!"},{"$error":"#DIV/0!"},{"$error":"#DIV/0!"},{"$error":"#DIV/0!"},{"$error":"#DIV/0!"},{"$error":"#DIV/0!"},{"$error":"#DIV/0!"},{"$error":"#DIV/0!"},{"$error":"#DIV/0!"},{"$error":"#DIV/0!"},{"$error":"#DIV/0!"},{"$error":"#DIV/0!"},{"$error":"#DIV/0!"},{"$error":"#DIV/0!"},{"$error":"#DIV/0!"},{"$error":"#DIV/0!"},{"$error":"#DIV/0!"},{"$error":"#DIV/0!"},{"$error":"#DIV/0!"},{"$error":"#DIV/0!"},{"$error":"#DIV/0!"},{"$error":"#DIV/0!"},{"$error":"#DIV/0!"},{"$error":"#DIV/0!"},{"$error":"#DIV/0!"},{"$error":"#DIV/0!"},{"$error":"#DIV/0!"},{"$error":"#DIV/0!"},{"$error":"#DIV/0!"},{"$error":"#DIV/0!"},{"$error":"#DIV/0!"},{"$error":"#DIV/0!"},{"$error":"#DIV/0!"},{"$error":"#DIV/0!"},{"$error":"#DIV/0!"},{"$error":"#DIV/0!"},{"$error":"#DIV/0!"},{"$error":"#DIV/0!"},{"$error":"#DIV/0!"},{"$error":"#DIV/0!"},{"$error":"#DIV/0!"},{"$error":"#DIV/0!"},{"$error":"#DIV/0!"},{"$error":"#DIV/0!"},{"$error":"#DIV/0!"},{"$error":"#DIV/0!"},{"$error":"#DIV/0!"},{"$error":"#DIV/0!"},{"$error":"#DIV/0!"},{"$error":"#DIV/0!"},{"$error":"#DIV/0!"},{"$error":"#DIV/0!"},{"$error":"#DIV/0!"},{"$error":"#DIV/0!"},{"$error":"#DIV/0!"},{"$error":"#DIV/0!"},{"$error":"#DIV/0!"},{"$error":"#DIV/0!"},{"$error":"#DIV/0!"},{"$error":"#DIV/0!"},{"$error":"#DIV/0!"},{"$error":"#DIV/0!"},{"$error":"#DIV/0!"},{"$f":"NTJ529 + NTJ530 - NTJ531","v":{"$error":"#DIV/0!"}},{"$error":"#DIV/0!"},{"$error":"#DIV/0!"},{"$error":"#DIV/0!"},{"$error":"#DIV/0!"},{"$error":"#DIV/0!"},{"$error":"#DIV/0!"},{"$error":"#DIV/0!"},{"$error":"#DIV/0!"},{"$error":"#DIV/0!"},{"$error":"#DIV/0!"},{"$error":"#DIV/0!"},{"$error":"#DIV/0!"},{"$error":"#DIV/0!"},{"$error":"#DIV/0!"},{"$error":"#DIV/0!"},{"$error":"#DIV/0!"},{"$error":"#DIV/0!"},{"$error":"#DIV/0!"},{"$error":"#DIV/0!"},{"$error":"#DIV/0!"},{"$error":"#DIV/0!"},{"$error":"#DIV/0!"},{"$error":"#DIV/0!"},{"$error":"#DIV/0!"},{"$error":"#DIV/0!"},{"$error":"#DIV/0!"},{"$error":"#DIV/0!"},{"$error":"#DIV/0!"},{"$error":"#DIV/0!"},{"$error":"#DIV/0!"},{"$error":"#DIV/0!"},{"$error":"#DIV/0!"},{"$error":"#DIV/0!"},{"$error":"#DIV/0!"},{"$error":"#DIV/0!"},{"$error":"#DIV/0!"},{"$error":"#DIV/0!"},{"$error":"#DIV/0!"},{"$error":"#DIV/0!"},{"$error":"#DIV/0!"},{"$error":"#DIV/0!"},{"$error":"#DIV/0!"},{"$error":"#DIV/0!"},{"$error":"#DIV/0!"},{"$error":"#DIV/0!"},{"$error":"#DIV/0!"},{"$error":"#DIV/0!"},{"$error":"#DIV/0!"},{"$error":"#DIV/0!"},{"$error":"#DIV/0!"},{"$error":"#DIV/0!"},{"$error":"#DIV/0!"},{"$error":"#DIV/0!"},{"$error":"#DIV/0!"},{"$error":"#DIV/0!"},{"$error":"#DIV/0!"},{"$error":"#DIV/0!"},{"$error":"#DIV/0!"},{"$error":"#DIV/0!"},{"$error":"#DIV/0!"},{"$error":"#DIV/0!"},{"$error":"#DIV/0!"},{"$error":"#DIV/0!"},{"$f":"NVV529 + NVV530 - NVV531","v":{"$error":"#DIV/0!"}},{"$error":"#DIV/0!"},{"$error":"#DIV/0!"},{"$error":"#DIV/0!"},{"$error":"#DIV/0!"},{"$error":"#DIV/0!"},{"$error":"#DIV/0!"},{"$error":"#DIV/0!"},{"$error":"#DIV/0!"},{"$error":"#DIV/0!"},{"$error":"#DIV/0!"},{"$error":"#DIV/0!"},{"$error":"#DIV/0!"},{"$error":"#DIV/0!"},{"$error":"#DIV/0!"},{"$error":"#DIV/0!"},{"$error":"#DIV/0!"},{"$error":"#DIV/0!"},{"$error":"#DIV/0!"},{"$error":"#DIV/0!"},{"$error":"#DIV/0!"},{"$error":"#DIV/0!"},{"$error":"#DIV/0!"},{"$error":"#DIV/0!"},{"$error":"#DIV/0!"},{"$error":"#DIV/0!"},{"$error":"#DIV/0!"},{"$error":"#DIV/0!"},{"$error":"#DIV/0!"},{"$error":"#DIV/0!"},{"$error":"#DIV/0!"},{"$error":"#DIV/0!"},{"$error":"#DIV/0!"},{"$error":"#DIV/0!"},{"$error":"#DIV/0!"},{"$error":"#DIV/0!"},{"$error":"#DIV/0!"},{"$error":"#DIV/0!"},{"$error":"#DIV/0!"},{"$error":"#DIV/0!"},{"$error":"#DIV/0!"},{"$error":"#DIV/0!"},{"$error":"#DIV/0!"},{"$error":"#DIV/0!"},{"$error":"#DIV/0!"},{"$error":"#DIV/0!"},{"$error":"#DIV/0!"},{"$error":"#DIV/0!"},{"$error":"#DIV/0!"},{"$error":"#DIV/0!"},{"$error":"#DIV/0!"},{"$error":"#DIV/0!"},{"$error":"#DIV/0!"},{"$error":"#DIV/0!"},{"$error":"#DIV/0!"},{"$error":"#DIV/0!"},{"$error":"#DIV/0!"},{"$error":"#DIV/0!"},{"$error":"#DIV/0!"},{"$error":"#DIV/0!"},{"$error":"#DIV/0!"},{"$error":"#DIV/0!"},{"$error":"#DIV/0!"},{"$error":"#DIV/0!"},{"$f":"NYH529 + NYH530 - NYH531","v":{"$error":"#DIV/0!"}},{"$error":"#DIV/0!"},{"$error":"#DIV/0!"},{"$error":"#DIV/0!"},{"$error":"#DIV/0!"},{"$error":"#DIV/0!"},{"$error":"#DIV/0!"},{"$error":"#DIV/0!"},{"$error":"#DIV/0!"},{"$error":"#DIV/0!"},{"$error":"#DIV/0!"},{"$error":"#DIV/0!"},{"$error":"#DIV/0!"},{"$error":"#DIV/0!"},{"$error":"#DIV/0!"},{"$error":"#DIV/0!"},{"$error":"#DIV/0!"},{"$error":"#DIV/0!"},{"$error":"#DIV/0!"},{"$error":"#DIV/0!"},{"$error":"#DIV/0!"},{"$error":"#DIV/0!"},{"$error":"#DIV/0!"},{"$error":"#DIV/0!"},{"$error":"#DIV/0!"},{"$error":"#DIV/0!"},{"$error":"#DIV/0!"},{"$error":"#DIV/0!"},{"$error":"#DIV/0!"},{"$error":"#DIV/0!"},{"$error":"#DIV/0!"},{"$error":"#DIV/0!"},{"$error":"#DIV/0!"},{"$error":"#DIV/0!"},{"$error":"#DIV/0!"},{"$error":"#DIV/0!"},{"$error":"#DIV/0!"},{"$error":"#DIV/0!"},{"$error":"#DIV/0!"},{"$error":"#DIV/0!"},{"$error":"#DIV/0!"},{"$error":"#DIV/0!"},{"$error":"#DIV/0!"},{"$error":"#DIV/0!"},{"$error":"#DIV/0!"},{"$error":"#DIV/0!"},{"$error":"#DIV/0!"},{"$error":"#DIV/0!"},{"$error":"#DIV/0!"},{"$error":"#DIV/0!"},{"$error":"#DIV/0!"},{"$error":"#DIV/0!"},{"$error":"#DIV/0!"},{"$error":"#DIV/0!"},{"$error":"#DIV/0!"},{"$error":"#DIV/0!"},{"$error":"#DIV/0!"},{"$error":"#DIV/0!"},{"$error":"#DIV/0!"},{"$error":"#DIV/0!"},{"$error":"#DIV/0!"},{"$error":"#DIV/0!"},{"$error":"#DIV/0!"},{"$error":"#DIV/0!"},{"$f":"OAT529 + OAT530 - OAT531","v":{"$error":"#DIV/0!"}},{"$error":"#DIV/0!"},{"$error":"#DIV/0!"},{"$error":"#DIV/0!"},{"$error":"#DIV/0!"},{"$error":"#DIV/0!"},{"$error":"#DIV/0!"},{"$error":"#DIV/0!"},{"$error":"#DIV/0!"},{"$error":"#DIV/0!"},{"$error":"#DIV/0!"},{"$error":"#DIV/0!"},{"$error":"#DIV/0!"},{"$error":"#DIV/0!"},{"$error":"#DIV/0!"},{"$error":"#DIV/0!"},{"$error":"#DIV/0!"},{"$error":"#DIV/0!"},{"$error":"#DIV/0!"},{"$error":"#DIV/0!"},{"$error":"#DIV/0!"},{"$error":"#DIV/0!"},{"$error":"#DIV/0!"},{"$error":"#DIV/0!"},{"$error":"#DIV/0!"},{"$error":"#DIV/0!"},{"$error":"#DIV/0!"},{"$error":"#DIV/0!"},{"$error":"#DIV/0!"},{"$error":"#DIV/0!"},{"$error":"#DIV/0!"},{"$error":"#DIV/0!"},{"$error":"#DIV/0!"},{"$error":"#DIV/0!"},{"$error":"#DIV/0!"},{"$error":"#DIV/0!"},{"$error":"#DIV/0!"},{"$error":"#DIV/0!"},{"$error":"#DIV/0!"},{"$error":"#DIV/0!"},{"$error":"#DIV/0!"},{"$error":"#DIV/0!"},{"$error":"#DIV/0!"},{"$error":"#DIV/0!"},{"$error":"#DIV/0!"},{"$error":"#DIV/0!"},{"$error":"#DIV/0!"},{"$error":"#DIV/0!"},{"$error":"#DIV/0!"},{"$error":"#DIV/0!"},{"$error":"#DIV/0!"},{"$error":"#DIV/0!"},{"$error":"#DIV/0!"},{"$error":"#DIV/0!"},{"$error":"#DIV/0!"},{"$error":"#DIV/0!"},{"$error":"#DIV/0!"},{"$error":"#DIV/0!"},{"$error":"#DIV/0!"},{"$error":"#DIV/0!"},{"$error":"#DIV/0!"},{"$error":"#DIV/0!"},{"$error":"#DIV/0!"},{"$error":"#DIV/0!"},{"$f":"ODF529 + ODF530 - ODF531","v":{"$error":"#DIV/0!"}},{"$error":"#DIV/0!"},{"$error":"#DIV/0!"},{"$error":"#DIV/0!"},{"$error":"#DIV/0!"},{"$error":"#DIV/0!"},{"$error":"#DIV/0!"},{"$error":"#DIV/0!"},{"$error":"#DIV/0!"},{"$error":"#DIV/0!"},{"$error":"#DIV/0!"},{"$error":"#DIV/0!"},{"$error":"#DIV/0!"},{"$error":"#DIV/0!"},{"$error":"#DIV/0!"},{"$error":"#DIV/0!"},{"$error":"#DIV/0!"},{"$error":"#DIV/0!"},{"$error":"#DIV/0!"},{"$error":"#DIV/0!"},{"$error":"#DIV/0!"},{"$error":"#DIV/0!"},{"$error":"#DIV/0!"},{"$error":"#DIV/0!"},{"$error":"#DIV/0!"},{"$error":"#DIV/0!"},{"$error":"#DIV/0!"},{"$error":"#DIV/0!"},{"$error":"#DIV/0!"},{"$error":"#DIV/0!"},{"$error":"#DIV/0!"},{"$error":"#DIV/0!"},{"$error":"#DIV/0!"},{"$error":"#DIV/0!"},{"$error":"#DIV/0!"},{"$error":"#DIV/0!"},{"$error":"#DIV/0!"},{"$error":"#DIV/0!"},{"$error":"#DIV/0!"},{"$error":"#DIV/0!"},{"$error":"#DIV/0!"},{"$error":"#DIV/0!"},{"$error":"#DIV/0!"},{"$error":"#DIV/0!"},{"$error":"#DIV/0!"},{"$error":"#DIV/0!"},{"$error":"#DIV/0!"},{"$error":"#DIV/0!"},{"$error":"#DIV/0!"},{"$error":"#DIV/0!"},{"$error":"#DIV/0!"},{"$error":"#DIV/0!"},{"$error":"#DIV/0!"},{"$error":"#DIV/0!"},{"$error":"#DIV/0!"},{"$error":"#DIV/0!"},{"$error":"#DIV/0!"},{"$error":"#DIV/0!"},{"$error":"#DIV/0!"},{"$error":"#DIV/0!"},{"$error":"#DIV/0!"},{"$error":"#DIV/0!"},{"$error":"#DIV/0!"},{"$error":"#DIV/0!"},{"$f":"OFR529 + OFR530 - OFR531","v":{"$error":"#DIV/0!"}},{"$error":"#DIV/0!"},{"$error":"#DIV/0!"},{"$error":"#DIV/0!"},{"$error":"#DIV/0!"},{"$error":"#DIV/0!"},{"$error":"#DIV/0!"},{"$error":"#DIV/0!"},{"$error":"#DIV/0!"},{"$error":"#DIV/0!"},{"$error":"#DIV/0!"},{"$error":"#DIV/0!"},{"$error":"#DIV/0!"},{"$error":"#DIV/0!"},{"$error":"#DIV/0!"},{"$error":"#DIV/0!"},{"$error":"#DIV/0!"},{"$error":"#DIV/0!"},{"$error":"#DIV/0!"},{"$error":"#DIV/0!"},{"$error":"#DIV/0!"},{"$error":"#DIV/0!"},{"$error":"#DIV/0!"},{"$error":"#DIV/0!"},{"$error":"#DIV/0!"},{"$error":"#DIV/0!"},{"$error":"#DIV/0!"},{"$error":"#DIV/0!"},{"$error":"#DIV/0!"},{"$error":"#DIV/0!"},{"$error":"#DIV/0!"},{"$error":"#DIV/0!"},{"$error":"#DIV/0!"},{"$error":"#DIV/0!"},{"$error":"#DIV/0!"},{"$error":"#DIV/0!"},{"$error":"#DIV/0!"},{"$error":"#DIV/0!"},{"$error":"#DIV/0!"},{"$error":"#DIV/0!"},{"$error":"#DIV/0!"},{"$error":"#DIV/0!"},{"$error":"#DIV/0!"},{"$error":"#DIV/0!"},{"$error":"#DIV/0!"},{"$error":"#DIV/0!"},{"$error":"#DIV/0!"},{"$error":"#DIV/0!"},{"$error":"#DIV/0!"},{"$error":"#DIV/0!"},{"$error":"#DIV/0!"},{"$error":"#DIV/0!"},{"$error":"#DIV/0!"},{"$error":"#DIV/0!"},{"$error":"#DIV/0!"},{"$error":"#DIV/0!"},{"$error":"#DIV/0!"},{"$error":"#DIV/0!"},{"$error":"#DIV/0!"},{"$error":"#DIV/0!"},{"$error":"#DIV/0!"},{"$error":"#DIV/0!"},{"$error":"#DIV/0!"},{"$error":"#DIV/0!"},{"$f":"OID529 + OID530 - OID531","v":{"$error":"#DIV/0!"}},{"$error":"#DIV/0!"},{"$error":"#DIV/0!"},{"$error":"#DIV/0!"},{"$error":"#DIV/0!"},{"$error":"#DIV/0!"},{"$error":"#DIV/0!"},{"$error":"#DIV/0!"},{"$error":"#DIV/0!"},{"$error":"#DIV/0!"},{"$error":"#DIV/0!"},{"$error":"#DIV/0!"},{"$error":"#DIV/0!"},{"$error":"#DIV/0!"},{"$error":"#DIV/0!"},{"$error":"#DIV/0!"},{"$error":"#DIV/0!"},{"$error":"#DIV/0!"},{"$error":"#DIV/0!"},{"$error":"#DIV/0!"},{"$error":"#DIV/0!"},{"$error":"#DIV/0!"},{"$error":"#DIV/0!"},{"$error":"#DIV/0!"},{"$error":"#DIV/0!"},{"$error":"#DIV/0!"},{"$error":"#DIV/0!"},{"$error":"#DIV/0!"},{"$error":"#DIV/0!"},{"$error":"#DIV/0!"},{"$error":"#DIV/0!"},{"$error":"#DIV/0!"},{"$error":"#DIV/0!"},{"$error":"#DIV/0!"},{"$error":"#DIV/0!"},{"$error":"#DIV/0!"},{"$error":"#DIV/0!"},{"$error":"#DIV/0!"},{"$error":"#DIV/0!"},{"$error":"#DIV/0!"},{"$error":"#DIV/0!"},{"$error":"#DIV/0!"},{"$error":"#DIV/0!"},{"$error":"#DIV/0!"},{"$error":"#DIV/0!"},{"$error":"#DIV/0!"},{"$error":"#DIV/0!"},{"$error":"#DIV/0!"},{"$error":"#DIV/0!"},{"$error":"#DIV/0!"},{"$error":"#DIV/0!"},{"$error":"#DIV/0!"},{"$error":"#DIV/0!"},{"$error":"#DIV/0!"},{"$error":"#DIV/0!"},{"$error":"#DIV/0!"},{"$error":"#DIV/0!"},{"$error":"#DIV/0!"},{"$error":"#DIV/0!"},{"$error":"#DIV/0!"},{"$error":"#DIV/0!"},{"$error":"#DIV/0!"},{"$error":"#DIV/0!"},{"$error":"#DIV/0!"},{"$f":"OKP529 + OKP530 - OKP531","v":{"$error":"#DIV/0!"}},{"$error":"#DIV/0!"},{"$error":"#DIV/0!"},{"$error":"#DIV/0!"},{"$error":"#DIV/0!"},{"$error":"#DIV/0!"},{"$error":"#DIV/0!"},{"$error":"#DIV/0!"},{"$error":"#DIV/0!"},{"$error":"#DIV/0!"},{"$error":"#DIV/0!"},{"$error":"#DIV/0!"},{"$error":"#DIV/0!"},{"$error":"#DIV/0!"},{"$error":"#DIV/0!"},{"$error":"#DIV/0!"},{"$error":"#DIV/0!"},{"$error":"#DIV/0!"},{"$error":"#DIV/0!"},{"$error":"#DIV/0!"},{"$error":"#DIV/0!"},{"$error":"#DIV/0!"},{"$error":"#DIV/0!"},{"$error":"#DIV/0!"},{"$error":"#DIV/0!"},{"$error":"#DIV/0!"},{"$error":"#DIV/0!"},{"$error":"#DIV/0!"},{"$error":"#DIV/0!"},{"$error":"#DIV/0!"},{"$error":"#DIV/0!"},{"$error":"#DIV/0!"},{"$error":"#DIV/0!"},{"$error":"#DIV/0!"},{"$error":"#DIV/0!"},{"$error":"#DIV/0!"},{"$error":"#DIV/0!"},{"$error":"#DIV/0!"},{"$error":"#DIV/0!"},{"$error":"#DIV/0!"},{"$error":"#DIV/0!"},{"$error":"#DIV/0!"},{"$error":"#DIV/0!"},{"$error":"#DIV/0!"},{"$error":"#DIV/0!"},{"$error":"#DIV/0!"},{"$error":"#DIV/0!"},{"$error":"#DIV/0!"},{"$error":"#DIV/0!"},{"$error":"#DIV/0!"},{"$error":"#DIV/0!"},{"$error":"#DIV/0!"},{"$error":"#DIV/0!"},{"$error":"#DIV/0!"},{"$error":"#DIV/0!"},{"$error":"#DIV/0!"},{"$error":"#DIV/0!"},{"$error":"#DIV/0!"},{"$error":"#DIV/0!"},{"$error":"#DIV/0!"},{"$error":"#DIV/0!"},{"$error":"#DIV/0!"},{"$error":"#DIV/0!"},{"$error":"#DIV/0!"},{"$f":"ONB529 + ONB530 - ONB531","v":{"$error":"#DIV/0!"}},{"$error":"#DIV/0!"},{"$error":"#DIV/0!"},{"$error":"#DIV/0!"},{"$error":"#DIV/0!"},{"$error":"#DIV/0!"},{"$error":"#DIV/0!"},{"$error":"#DIV/0!"},{"$error":"#DIV/0!"},{"$error":"#DIV/0!"},{"$error":"#DIV/0!"},{"$error":"#DIV/0!"},{"$error":"#DIV/0!"},{"$error":"#DIV/0!"},{"$error":"#DIV/0!"},{"$error":"#DIV/0!"},{"$error":"#DIV/0!"},{"$error":"#DIV/0!"},{"$error":"#DIV/0!"},{"$error":"#DIV/0!"},{"$error":"#DIV/0!"},{"$error":"#DIV/0!"},{"$error":"#DIV/0!"},{"$error":"#DIV/0!"},{"$error":"#DIV/0!"},{"$error":"#DIV/0!"},{"$error":"#DIV/0!"},{"$error":"#DIV/0!"},{"$error":"#DIV/0!"},{"$error":"#DIV/0!"},{"$error":"#DIV/0!"},{"$error":"#DIV/0!"},{"$error":"#DIV/0!"},{"$error":"#DIV/0!"},{"$error":"#DIV/0!"},{"$error":"#DIV/0!"},{"$error":"#DIV/0!"},{"$error":"#DIV/0!"},{"$error":"#DIV/0!"},{"$error":"#DIV/0!"},{"$error":"#DIV/0!"},{"$error":"#DIV/0!"},{"$error":"#DIV/0!"},{"$error":"#DIV/0!"},{"$error":"#DIV/0!"},{"$error":"#DIV/0!"},{"$error":"#DIV/0!"},{"$error":"#DIV/0!"},{"$error":"#DIV/0!"},{"$error":"#DIV/0!"},{"$error":"#DIV/0!"},{"$error":"#DIV/0!"},{"$error":"#DIV/0!"},{"$error":"#DIV/0!"},{"$error":"#DIV/0!"},{"$error":"#DIV/0!"},{"$error":"#DIV/0!"},{"$error":"#DIV/0!"},{"$error":"#DIV/0!"},{"$error":"#DIV/0!"},{"$error":"#DIV/0!"},{"$error":"#DIV/0!"},{"$error":"#DIV/0!"},{"$error":"#DIV/0!"},{"$f":"OPN529 + OPN530 - OPN531","v":{"$error":"#DIV/0!"}},{"$error":"#DIV/0!"},{"$error":"#DIV/0!"},{"$error":"#DIV/0!"},{"$error":"#DIV/0!"},{"$error":"#DIV/0!"},{"$error":"#DIV/0!"},{"$error":"#DIV/0!"},{"$error":"#DIV/0!"},{"$error":"#DIV/0!"},{"$error":"#DIV/0!"},{"$error":"#DIV/0!"},{"$error":"#DIV/0!"},{"$error":"#DIV/0!"},{"$error":"#DIV/0!"},{"$error":"#DIV/0!"},{"$error":"#DIV/0!"},{"$error":"#DIV/0!"},{"$error":"#DIV/0!"},{"$error":"#DIV/0!"},{"$error":"#DIV/0!"},{"$error":"#DIV/0!"},{"$error":"#DIV/0!"},{"$error":"#DIV/0!"},{"$error":"#DIV/0!"},{"$error":"#DIV/0!"},{"$error":"#DIV/0!"},{"$error":"#DIV/0!"},{"$error":"#DIV/0!"},{"$error":"#DIV/0!"},{"$error":"#DIV/0!"},{"$error":"#DIV/0!"},{"$error":"#DIV/0!"},{"$error":"#DIV/0!"},{"$error":"#DIV/0!"},{"$error":"#DIV/0!"},{"$error":"#DIV/0!"},{"$error":"#DIV/0!"},{"$error":"#DIV/0!"},{"$error":"#DIV/0!"},{"$error":"#DIV/0!"},{"$error":"#DIV/0!"},{"$error":"#DIV/0!"},{"$error":"#DIV/0!"},{"$error":"#DIV/0!"},{"$error":"#DIV/0!"},{"$error":"#DIV/0!"},{"$error":"#DIV/0!"},{"$error":"#DIV/0!"},{"$error":"#DIV/0!"},{"$error":"#DIV/0!"},{"$error":"#DIV/0!"},{"$error":"#DIV/0!"},{"$error":"#DIV/0!"},{"$error":"#DIV/0!"},{"$error":"#DIV/0!"},{"$error":"#DIV/0!"},{"$error":"#DIV/0!"},{"$error":"#DIV/0!"},{"$error":"#DIV/0!"},{"$error":"#DIV/0!"},{"$error":"#DIV/0!"},{"$error":"#DIV/0!"},{"$error":"#DIV/0!"},{"$f":"ORZ529 + ORZ530 - ORZ531","v":{"$error":"#DIV/0!"}},{"$error":"#DIV/0!"},{"$error":"#DIV/0!"},{"$error":"#DIV/0!"},{"$error":"#DIV/0!"},{"$error":"#DIV/0!"},{"$error":"#DIV/0!"},{"$error":"#DIV/0!"},{"$error":"#DIV/0!"},{"$error":"#DIV/0!"},{"$error":"#DIV/0!"},{"$error":"#DIV/0!"},{"$error":"#DIV/0!"},{"$error":"#DIV/0!"},{"$error":"#DIV/0!"},{"$error":"#DIV/0!"},{"$error":"#DIV/0!"},{"$error":"#DIV/0!"},{"$error":"#DIV/0!"},{"$error":"#DIV/0!"},{"$error":"#DIV/0!"},{"$error":"#DIV/0!"},{"$error":"#DIV/0!"},{"$error":"#DIV/0!"},{"$error":"#DIV/0!"},{"$error":"#DIV/0!"},{"$error":"#DIV/0!"},{"$error":"#DIV/0!"},{"$error":"#DIV/0!"},{"$error":"#DIV/0!"},{"$error":"#DIV/0!"},{"$error":"#DIV/0!"},{"$error":"#DIV/0!"},{"$error":"#DIV/0!"},{"$error":"#DIV/0!"},{"$error":"#DIV/0!"},{"$error":"#DIV/0!"},{"$error":"#DIV/0!"},{"$error":"#DIV/0!"},{"$error":"#DIV/0!"},{"$error":"#DIV/0!"},{"$error":"#DIV/0!"},{"$error":"#DIV/0!"},{"$error":"#DIV/0!"},{"$error":"#DIV/0!"},{"$error":"#DIV/0!"},{"$error":"#DIV/0!"},{"$error":"#DIV/0!"},{"$error":"#DIV/0!"},{"$error":"#DIV/0!"},{"$error":"#DIV/0!"},{"$error":"#DIV/0!"},{"$error":"#DIV/0!"},{"$error":"#DIV/0!"},{"$error":"#DIV/0!"},{"$error":"#DIV/0!"},{"$error":"#DIV/0!"},{"$error":"#DIV/0!"},{"$error":"#DIV/0!"},{"$error":"#DIV/0!"},{"$error":"#DIV/0!"},{"$error":"#DIV/0!"},{"$error":"#DIV/0!"},{"$error":"#DIV/0!"},{"$f":"OUL529 + OUL530 - OUL531","v":{"$error":"#DIV/0!"}},{"$error":"#DIV/0!"},{"$error":"#DIV/0!"},{"$error":"#DIV/0!"},{"$error":"#DIV/0!"},{"$error":"#DIV/0!"},{"$error":"#DIV/0!"},{"$error":"#DIV/0!"},{"$error":"#DIV/0!"},{"$error":"#DIV/0!"},{"$error":"#DIV/0!"},{"$error":"#DIV/0!"},{"$error":"#DIV/0!"},{"$error":"#DIV/0!"},{"$error":"#DIV/0!"},{"$error":"#DIV/0!"},{"$error":"#DIV/0!"},{"$error":"#DIV/0!"},{"$error":"#DIV/0!"},{"$error":"#DIV/0!"},{"$error":"#DIV/0!"},{"$error":"#DIV/0!"},{"$error":"#DIV/0!"},{"$error":"#DIV/0!"},{"$error":"#DIV/0!"},{"$error":"#DIV/0!"},{"$error":"#DIV/0!"},{"$error":"#DIV/0!"},{"$error":"#DIV/0!"},{"$error":"#DIV/0!"},{"$error":"#DIV/0!"},{"$error":"#DIV/0!"},{"$error":"#DIV/0!"},{"$error":"#DIV/0!"},{"$error":"#DIV/0!"},{"$error":"#DIV/0!"},{"$error":"#DIV/0!"},{"$error":"#DIV/0!"},{"$error":"#DIV/0!"},{"$error":"#DIV/0!"},{"$error":"#DIV/0!"},{"$error":"#DIV/0!"},{"$error":"#DIV/0!"},{"$error":"#DIV/0!"},{"$error":"#DIV/0!"},{"$error":"#DIV/0!"},{"$error":"#DIV/0!"},{"$error":"#DIV/0!"},{"$error":"#DIV/0!"},{"$error":"#DIV/0!"},{"$error":"#DIV/0!"},{"$error":"#DIV/0!"},{"$error":"#DIV/0!"},{"$error":"#DIV/0!"},{"$error":"#DIV/0!"},{"$error":"#DIV/0!"},{"$error":"#DIV/0!"},{"$error":"#DIV/0!"},{"$error":"#DIV/0!"},{"$error":"#DIV/0!"},{"$error":"#DIV/0!"},{"$error":"#DIV/0!"},{"$error":"#DIV/0!"},{"$error":"#DIV/0!"},{"$f":"OWX529 + OWX530 - OWX531","v":{"$error":"#DIV/0!"}},{"$error":"#DIV/0!"},{"$error":"#DIV/0!"},{"$error":"#DIV/0!"},{"$error":"#DIV/0!"},{"$error":"#DIV/0!"},{"$error":"#DIV/0!"},{"$error":"#DIV/0!"},{"$error":"#DIV/0!"},{"$error":"#DIV/0!"},{"$error":"#DIV/0!"},{"$error":"#DIV/0!"},{"$error":"#DIV/0!"},{"$error":"#DIV/0!"},{"$error":"#DIV/0!"},{"$error":"#DIV/0!"},{"$error":"#DIV/0!"},{"$error":"#DIV/0!"},{"$error":"#DIV/0!"},{"$error":"#DIV/0!"},{"$error":"#DIV/0!"},{"$error":"#DIV/0!"},{"$error":"#DIV/0!"},{"$error":"#DIV/0!"},{"$error":"#DIV/0!"},{"$error":"#DIV/0!"},{"$error":"#DIV/0!"},{"$error":"#DIV/0!"},{"$error":"#DIV/0!"},{"$error":"#DIV/0!"},{"$error":"#DIV/0!"},{"$error":"#DIV/0!"},{"$error":"#DIV/0!"},{"$error":"#DIV/0!"},{"$error":"#DIV/0!"},{"$error":"#DIV/0!"},{"$error":"#DIV/0!"},{"$error":"#DIV/0!"},{"$error":"#DIV/0!"},{"$error":"#DIV/0!"},{"$error":"#DIV/0!"},{"$error":"#DIV/0!"},{"$error":"#DIV/0!"},{"$error":"#DIV/0!"},{"$error":"#DIV/0!"},{"$error":"#DIV/0!"},{"$error":"#DIV/0!"},{"$error":"#DIV/0!"},{"$error":"#DIV/0!"},{"$error":"#DIV/0!"},{"$error":"#DIV/0!"},{"$error":"#DIV/0!"},{"$error":"#DIV/0!"},{"$error":"#DIV/0!"},{"$error":"#DIV/0!"},{"$error":"#DIV/0!"},{"$error":"#DIV/0!"},{"$error":"#DIV/0!"},{"$error":"#DIV/0!"},{"$error":"#DIV/0!"},{"$error":"#DIV/0!"},{"$error":"#DIV/0!"},{"$error":"#DIV/0!"},{"$error":"#DIV/0!"},{"$f":"OZJ529 + OZJ530 - OZJ531","v":{"$error":"#DIV/0!"}},{"$error":"#DIV/0!"},{"$error":"#DIV/0!"},{"$error":"#DIV/0!"},{"$error":"#DIV/0!"},{"$error":"#DIV/0!"},{"$error":"#DIV/0!"},{"$error":"#DIV/0!"},{"$error":"#DIV/0!"},{"$error":"#DIV/0!"},{"$error":"#DIV/0!"},{"$error":"#DIV/0!"},{"$error":"#DIV/0!"},{"$error":"#DIV/0!"},{"$error":"#DIV/0!"},{"$error":"#DIV/0!"},{"$error":"#DIV/0!"},{"$error":"#DIV/0!"},{"$error":"#DIV/0!"},{"$error":"#DIV/0!"},{"$error":"#DIV/0!"},{"$error":"#DIV/0!"},{"$error":"#DIV/0!"},{"$error":"#DIV/0!"},{"$error":"#DIV/0!"},{"$error":"#DIV/0!"},{"$error":"#DIV/0!"},{"$error":"#DIV/0!"},{"$error":"#DIV/0!"},{"$error":"#DIV/0!"},{"$error":"#DIV/0!"},{"$error":"#DIV/0!"},{"$error":"#DIV/0!"},{"$error":"#DIV/0!"},{"$error":"#DIV/0!"},{"$error":"#DIV/0!"},{"$error":"#DIV/0!"},{"$error":"#DIV/0!"},{"$error":"#DIV/0!"},{"$error":"#DIV/0!"},{"$error":"#DIV/0!"},{"$error":"#DIV/0!"},{"$error":"#DIV/0!"},{"$error":"#DIV/0!"},{"$error":"#DIV/0!"},{"$error":"#DIV/0!"},{"$error":"#DIV/0!"},{"$error":"#DIV/0!"},{"$error":"#DIV/0!"},{"$error":"#DIV/0!"},{"$error":"#DIV/0!"},{"$error":"#DIV/0!"},{"$error":"#DIV/0!"},{"$error":"#DIV/0!"},{"$error":"#DIV/0!"},{"$error":"#DIV/0!"},{"$error":"#DIV/0!"},{"$error":"#DIV/0!"},{"$error":"#DIV/0!"},{"$error":"#DIV/0!"},{"$error":"#DIV/0!"},{"$error":"#DIV/0!"},{"$error":"#DIV/0!"},{"$error":"#DIV/0!"},{"$f":"PBV529 + PBV530 - PBV531","v":{"$error":"#DIV/0!"}},{"$error":"#DIV/0!"},{"$error":"#DIV/0!"},{"$error":"#DIV/0!"},{"$error":"#DIV/0!"},{"$error":"#DIV/0!"},{"$error":"#DIV/0!"},{"$error":"#DIV/0!"},{"$error":"#DIV/0!"},{"$error":"#DIV/0!"},{"$error":"#DIV/0!"},{"$error":"#DIV/0!"},{"$error":"#DIV/0!"},{"$error":"#DIV/0!"},{"$error":"#DIV/0!"},{"$error":"#DIV/0!"},{"$error":"#DIV/0!"},{"$error":"#DIV/0!"},{"$error":"#DIV/0!"},{"$error":"#DIV/0!"},{"$error":"#DIV/0!"},{"$error":"#DIV/0!"},{"$error":"#DIV/0!"},{"$error":"#DIV/0!"},{"$error":"#DIV/0!"},{"$error":"#DIV/0!"},{"$error":"#DIV/0!"},{"$error":"#DIV/0!"},{"$error":"#DIV/0!"},{"$error":"#DIV/0!"},{"$error":"#DIV/0!"},{"$error":"#DIV/0!"},{"$error":"#DIV/0!"},{"$error":"#DIV/0!"},{"$error":"#DIV/0!"},{"$error":"#DIV/0!"},{"$error":"#DIV/0!"},{"$error":"#DIV/0!"},{"$error":"#DIV/0!"},{"$error":"#DIV/0!"},{"$error":"#DIV/0!"},{"$error":"#DIV/0!"},{"$error":"#DIV/0!"},{"$error":"#DIV/0!"},{"$error":"#DIV/0!"},{"$error":"#DIV/0!"},{"$error":"#DIV/0!"},{"$error":"#DIV/0!"},{"$error":"#DIV/0!"},{"$error":"#DIV/0!"},{"$error":"#DIV/0!"},{"$error":"#DIV/0!"},{"$error":"#DIV/0!"},{"$error":"#DIV/0!"},{"$error":"#DIV/0!"},{"$error":"#DIV/0!"},{"$error":"#DIV/0!"},{"$error":"#DIV/0!"},{"$error":"#DIV/0!"},{"$error":"#DIV/0!"},{"$error":"#DIV/0!"},{"$error":"#DIV/0!"},{"$error":"#DIV/0!"},{"$error":"#DIV/0!"},{"$f":"PEH529 + PEH530 - PEH531","v":{"$error":"#DIV/0!"}},{"$error":"#DIV/0!"},{"$error":"#DIV/0!"},{"$error":"#DIV/0!"},{"$error":"#DIV/0!"},{"$error":"#DIV/0!"},{"$error":"#DIV/0!"},{"$error":"#DIV/0!"},{"$error":"#DIV/0!"},{"$error":"#DIV/0!"},{"$error":"#DIV/0!"},{"$error":"#DIV/0!"},{"$error":"#DIV/0!"},{"$error":"#DIV/0!"},{"$error":"#DIV/0!"},{"$error":"#DIV/0!"},{"$error":"#DIV/0!"},{"$error":"#DIV/0!"},{"$error":"#DIV/0!"},{"$error":"#DIV/0!"},{"$error":"#DIV/0!"},{"$error":"#DIV/0!"},{"$error":"#DIV/0!"},{"$error":"#DIV/0!"},{"$error":"#DIV/0!"},{"$error":"#DIV/0!"},{"$error":"#DIV/0!"},{"$error":"#DIV/0!"},{"$error":"#DIV/0!"},{"$error":"#DIV/0!"},{"$error":"#DIV/0!"},{"$error":"#DIV/0!"},{"$error":"#DIV/0!"},{"$error":"#DIV/0!"},{"$error":"#DIV/0!"},{"$error":"#DIV/0!"},{"$error":"#DIV/0!"},{"$error":"#DIV/0!"},{"$error":"#DIV/0!"},{"$error":"#DIV/0!"},{"$error":"#DIV/0!"},{"$error":"#DIV/0!"},{"$error":"#DIV/0!"},{"$error":"#DIV/0!"},{"$error":"#DIV/0!"},{"$error":"#DIV/0!"},{"$error":"#DIV/0!"},{"$error":"#DIV/0!"},{"$error":"#DIV/0!"},{"$error":"#DIV/0!"},{"$error":"#DIV/0!"},{"$error":"#DIV/0!"},{"$error":"#DIV/0!"},{"$error":"#DIV/0!"},{"$error":"#DIV/0!"},{"$error":"#DIV/0!"},{"$error":"#DIV/0!"},{"$error":"#DIV/0!"},{"$error":"#DIV/0!"},{"$error":"#DIV/0!"},{"$error":"#DIV/0!"},{"$error":"#DIV/0!"},{"$error":"#DIV/0!"},{"$error":"#DIV/0!"},{"$f":"PGT529 + PGT530 - PGT531","v":{"$error":"#DIV/0!"}},{"$error":"#DIV/0!"},{"$error":"#DIV/0!"},{"$error":"#DIV/0!"},{"$error":"#DIV/0!"},{"$error":"#DIV/0!"},{"$error":"#DIV/0!"},{"$error":"#DIV/0!"},{"$error":"#DIV/0!"},{"$error":"#DIV/0!"},{"$error":"#DIV/0!"},{"$error":"#DIV/0!"},{"$error":"#DIV/0!"},{"$error":"#DIV/0!"},{"$error":"#DIV/0!"},{"$error":"#DIV/0!"},{"$error":"#DIV/0!"},{"$error":"#DIV/0!"},{"$error":"#DIV/0!"},{"$error":"#DIV/0!"},{"$error":"#DIV/0!"},{"$error":"#DIV/0!"},{"$error":"#DIV/0!"},{"$error":"#DIV/0!"},{"$error":"#DIV/0!"},{"$error":"#DIV/0!"},{"$error":"#DIV/0!"},{"$error":"#DIV/0!"},{"$error":"#DIV/0!"},{"$error":"#DIV/0!"},{"$error":"#DIV/0!"},{"$error":"#DIV/0!"},{"$error":"#DIV/0!"},{"$error":"#DIV/0!"},{"$error":"#DIV/0!"},{"$error":"#DIV/0!"},{"$error":"#DIV/0!"},{"$error":"#DIV/0!"},{"$error":"#DIV/0!"},{"$error":"#DIV/0!"},{"$error":"#DIV/0!"},{"$error":"#DIV/0!"},{"$error":"#DIV/0!"},{"$error":"#DIV/0!"},{"$error":"#DIV/0!"},{"$error":"#DIV/0!"},{"$error":"#DIV/0!"},{"$error":"#DIV/0!"},{"$error":"#DIV/0!"},{"$error":"#DIV/0!"},{"$error":"#DIV/0!"},{"$error":"#DIV/0!"},{"$error":"#DIV/0!"},{"$error":"#DIV/0!"},{"$error":"#DIV/0!"},{"$error":"#DIV/0!"},{"$error":"#DIV/0!"},{"$error":"#DIV/0!"},{"$error":"#DIV/0!"},{"$error":"#DIV/0!"},{"$error":"#DIV/0!"},{"$error":"#DIV/0!"},{"$error":"#DIV/0!"},{"$error":"#DIV/0!"},{"$f":"PJF529 + PJF530 - PJF531","v":{"$error":"#DIV/0!"}},{"$error":"#DIV/0!"},{"$error":"#DIV/0!"},{"$error":"#DIV/0!"},{"$error":"#DIV/0!"},{"$error":"#DIV/0!"},{"$error":"#DIV/0!"},{"$error":"#DIV/0!"},{"$error":"#DIV/0!"},{"$error":"#DIV/0!"},{"$error":"#DIV/0!"},{"$error":"#DIV/0!"},{"$error":"#DIV/0!"},{"$error":"#DIV/0!"},{"$error":"#DIV/0!"},{"$error":"#DIV/0!"},{"$error":"#DIV/0!"},{"$error":"#DIV/0!"},{"$error":"#DIV/0!"},{"$error":"#DIV/0!"},{"$error":"#DIV/0!"},{"$error":"#DIV/0!"},{"$error":"#DIV/0!"},{"$error":"#DIV/0!"},{"$error":"#DIV/0!"},{"$error":"#DIV/0!"},{"$error":"#DIV/0!"},{"$error":"#DIV/0!"},{"$error":"#DIV/0!"},{"$error":"#DIV/0!"},{"$error":"#DIV/0!"},{"$error":"#DIV/0!"},{"$error":"#DIV/0!"},{"$error":"#DIV/0!"},{"$error":"#DIV/0!"},{"$error":"#DIV/0!"},{"$error":"#DIV/0!"},{"$error":"#DIV/0!"},{"$error":"#DIV/0!"},{"$error":"#DIV/0!"},{"$error":"#DIV/0!"},{"$error":"#DIV/0!"},{"$error":"#DIV/0!"},{"$error":"#DIV/0!"},{"$error":"#DIV/0!"},{"$error":"#DIV/0!"},{"$error":"#DIV/0!"},{"$error":"#DIV/0!"},{"$error":"#DIV/0!"},{"$error":"#DIV/0!"},{"$error":"#DIV/0!"},{"$error":"#DIV/0!"},{"$error":"#DIV/0!"},{"$error":"#DIV/0!"},{"$error":"#DIV/0!"},{"$error":"#DIV/0!"},{"$error":"#DIV/0!"},{"$error":"#DIV/0!"},{"$error":"#DIV/0!"},{"$error":"#DIV/0!"},{"$error":"#DIV/0!"},{"$error":"#DIV/0!"},{"$error":"#DIV/0!"},{"$error":"#DIV/0!"},{"$f":"PLR529 + PLR530 - PLR531","v":{"$error":"#DIV/0!"}},{"$error":"#DIV/0!"},{"$error":"#DIV/0!"},{"$error":"#DIV/0!"},{"$error":"#DIV/0!"},{"$error":"#DIV/0!"},{"$error":"#DIV/0!"},{"$error":"#DIV/0!"},{"$error":"#DIV/0!"},{"$error":"#DIV/0!"},{"$error":"#DIV/0!"},{"$error":"#DIV/0!"},{"$error":"#DIV/0!"},{"$error":"#DIV/0!"},{"$error":"#DIV/0!"},{"$error":"#DIV/0!"},{"$error":"#DIV/0!"},{"$error":"#DIV/0!"},{"$error":"#DIV/0!"},{"$error":"#DIV/0!"},{"$error":"#DIV/0!"},{"$error":"#DIV/0!"},{"$error":"#DIV/0!"},{"$error":"#DIV/0!"},{"$error":"#DIV/0!"},{"$error":"#DIV/0!"},{"$error":"#DIV/0!"},{"$error":"#DIV/0!"},{"$error":"#DIV/0!"},{"$error":"#DIV/0!"},{"$error":"#DIV/0!"},{"$error":"#DIV/0!"},{"$error":"#DIV/0!"},{"$error":"#DIV/0!"},{"$error":"#DIV/0!"},{"$error":"#DIV/0!"},{"$error":"#DIV/0!"},{"$error":"#DIV/0!"},{"$error":"#DIV/0!"},{"$error":"#DIV/0!"},{"$error":"#DIV/0!"},{"$error":"#DIV/0!"},{"$error":"#DIV/0!"},{"$error":"#DIV/0!"},{"$error":"#DIV/0!"},{"$error":"#DIV/0!"},{"$error":"#DIV/0!"},{"$error":"#DIV/0!"},{"$error":"#DIV/0!"},{"$error":"#DIV/0!"},{"$error":"#DIV/0!"},{"$error":"#DIV/0!"},{"$error":"#DIV/0!"},{"$error":"#DIV/0!"},{"$error":"#DIV/0!"},{"$error":"#DIV/0!"},{"$error":"#DIV/0!"},{"$error":"#DIV/0!"},{"$error":"#DIV/0!"},{"$error":"#DIV/0!"},{"$error":"#DIV/0!"},{"$error":"#DIV/0!"},{"$error":"#DIV/0!"},{"$error":"#DIV/0!"},{"$f":"POD529 + POD530 - POD531","v":{"$error":"#DIV/0!"}},{"$error":"#DIV/0!"},{"$error":"#DIV/0!"},{"$error":"#DIV/0!"},{"$error":"#DIV/0!"},{"$error":"#DIV/0!"},{"$error":"#DIV/0!"},{"$error":"#DIV/0!"},{"$error":"#DIV/0!"},{"$error":"#DIV/0!"},{"$error":"#DIV/0!"},{"$error":"#DIV/0!"},{"$error":"#DIV/0!"},{"$error":"#DIV/0!"},{"$error":"#DIV/0!"},{"$error":"#DIV/0!"},{"$error":"#DIV/0!"},{"$error":"#DIV/0!"},{"$error":"#DIV/0!"},{"$error":"#DIV/0!"},{"$error":"#DIV/0!"},{"$error":"#DIV/0!"},{"$error":"#DIV/0!"},{"$error":"#DIV/0!"},{"$error":"#DIV/0!"},{"$error":"#DIV/0!"},{"$error":"#DIV/0!"},{"$error":"#DIV/0!"},{"$error":"#DIV/0!"},{"$error":"#DIV/0!"},{"$error":"#DIV/0!"},{"$error":"#DIV/0!"},{"$error":"#DIV/0!"},{"$error":"#DIV/0!"},{"$error":"#DIV/0!"},{"$error":"#DIV/0!"},{"$error":"#DIV/0!"},{"$error":"#DIV/0!"},{"$error":"#DIV/0!"},{"$error":"#DIV/0!"},{"$error":"#DIV/0!"},{"$error":"#DIV/0!"},{"$error":"#DIV/0!"},{"$error":"#DIV/0!"},{"$error":"#DIV/0!"},{"$error":"#DIV/0!"},{"$error":"#DIV/0!"},{"$error":"#DIV/0!"},{"$error":"#DIV/0!"},{"$error":"#DIV/0!"},{"$error":"#DIV/0!"},{"$error":"#DIV/0!"},{"$error":"#DIV/0!"},{"$error":"#DIV/0!"},{"$error":"#DIV/0!"},{"$error":"#DIV/0!"},{"$error":"#DIV/0!"},{"$error":"#DIV/0!"},{"$error":"#DIV/0!"},{"$error":"#DIV/0!"},{"$error":"#DIV/0!"},{"$error":"#DIV/0!"},{"$error":"#DIV/0!"},{"$error":"#DIV/0!"},{"$f":"PQP529 + PQP530 - PQP531","v":{"$error":"#DIV/0!"}},{"$error":"#DIV/0!"},{"$error":"#DIV/0!"},{"$error":"#DIV/0!"},{"$error":"#DIV/0!"},{"$error":"#DIV/0!"},{"$error":"#DIV/0!"},{"$error":"#DIV/0!"},{"$error":"#DIV/0!"},{"$error":"#DIV/0!"},{"$error":"#DIV/0!"},{"$error":"#DIV/0!"},{"$error":"#DIV/0!"},{"$error":"#DIV/0!"},{"$error":"#DIV/0!"},{"$error":"#DIV/0!"},{"$error":"#DIV/0!"},{"$error":"#DIV/0!"},{"$error":"#DIV/0!"},{"$error":"#DIV/0!"},{"$error":"#DIV/0!"},{"$error":"#DIV/0!"},{"$error":"#DIV/0!"},{"$error":"#DIV/0!"},{"$error":"#DIV/0!"},{"$error":"#DIV/0!"},{"$error":"#DIV/0!"},{"$error":"#DIV/0!"},{"$error":"#DIV/0!"},{"$error":"#DIV/0!"},{"$error":"#DIV/0!"},{"$error":"#DIV/0!"},{"$error":"#DIV/0!"},{"$error":"#DIV/0!"},{"$error":"#DIV/0!"},{"$error":"#DIV/0!"},{"$error":"#DIV/0!"},{"$error":"#DIV/0!"},{"$error":"#DIV/0!"},{"$error":"#DIV/0!"},{"$error":"#DIV/0!"},{"$error":"#DIV/0!"},{"$error":"#DIV/0!"},{"$error":"#DIV/0!"},{"$error":"#DIV/0!"},{"$error":"#DIV/0!"},{"$error":"#DIV/0!"},{"$error":"#DIV/0!"},{"$error":"#DIV/0!"},{"$error":"#DIV/0!"},{"$error":"#DIV/0!"},{"$error":"#DIV/0!"},{"$error":"#DIV/0!"},{"$error":"#DIV/0!"},{"$error":"#DIV/0!"},{"$error":"#DIV/0!"},{"$error":"#DIV/0!"},{"$error":"#DIV/0!"},{"$error":"#DIV/0!"},{"$error":"#DIV/0!"},{"$error":"#DIV/0!"},{"$error":"#DIV/0!"},{"$error":"#DIV/0!"},{"$error":"#DIV/0!"},{"$f":"PTB529 + PTB530 - PTB531","v":{"$error":"#DIV/0!"}},{"$error":"#DIV/0!"},{"$error":"#DIV/0!"},{"$error":"#DIV/0!"},{"$error":"#DIV/0!"},{"$error":"#DIV/0!"},{"$error":"#DIV/0!"},{"$error":"#DIV/0!"},{"$error":"#DIV/0!"},{"$error":"#DIV/0!"},{"$error":"#DIV/0!"},{"$error":"#DIV/0!"},{"$error":"#DIV/0!"},{"$error":"#DIV/0!"},{"$error":"#DIV/0!"},{"$error":"#DIV/0!"},{"$error":"#DIV/0!"},{"$error":"#DIV/0!"},{"$error":"#DIV/0!"},{"$error":"#DIV/0!"},{"$error":"#DIV/0!"},{"$error":"#DIV/0!"},{"$error":"#DIV/0!"},{"$error":"#DIV/0!"},{"$error":"#DIV/0!"},{"$error":"#DIV/0!"},{"$error":"#DIV/0!"},{"$error":"#DIV/0!"},{"$error":"#DIV/0!"},{"$error":"#DIV/0!"},{"$error":"#DIV/0!"},{"$error":"#DIV/0!"},{"$error":"#DIV/0!"},{"$error":"#DIV/0!"},{"$error":"#DIV/0!"},{"$error":"#DIV/0!"},{"$error":"#DIV/0!"},{"$error":"#DIV/0!"},{"$error":"#DIV/0!"},{"$error":"#DIV/0!"},{"$error":"#DIV/0!"},{"$error":"#DIV/0!"},{"$error":"#DIV/0!"},{"$error":"#DIV/0!"},{"$error":"#DIV/0!"},{"$error":"#DIV/0!"},{"$error":"#DIV/0!"},{"$error":"#DIV/0!"},{"$error":"#DIV/0!"},{"$error":"#DIV/0!"},{"$error":"#DIV/0!"},{"$error":"#DIV/0!"},{"$error":"#DIV/0!"},{"$error":"#DIV/0!"},{"$error":"#DIV/0!"},{"$error":"#DIV/0!"},{"$error":"#DIV/0!"},{"$error":"#DIV/0!"},{"$error":"#DIV/0!"},{"$error":"#DIV/0!"},{"$error":"#DIV/0!"},{"$error":"#DIV/0!"},{"$error":"#DIV/0!"},{"$error":"#DIV/0!"},{"$f":"PVN529 + PVN530 - PVN531","v":{"$error":"#DIV/0!"}},{"$error":"#DIV/0!"},{"$error":"#DIV/0!"},{"$error":"#DIV/0!"},{"$error":"#DIV/0!"},{"$error":"#DIV/0!"},{"$error":"#DIV/0!"},{"$error":"#DIV/0!"},{"$error":"#DIV/0!"},{"$error":"#DIV/0!"},{"$error":"#DIV/0!"},{"$error":"#DIV/0!"},{"$error":"#DIV/0!"},{"$error":"#DIV/0!"},{"$error":"#DIV/0!"},{"$error":"#DIV/0!"},{"$error":"#DIV/0!"},{"$error":"#DIV/0!"},{"$error":"#DIV/0!"},{"$error":"#DIV/0!"},{"$error":"#DIV/0!"},{"$error":"#DIV/0!"},{"$error":"#DIV/0!"},{"$error":"#DIV/0!"},{"$error":"#DIV/0!"},{"$error":"#DIV/0!"},{"$error":"#DIV/0!"},{"$error":"#DIV/0!"},{"$error":"#DIV/0!"},{"$error":"#DIV/0!"},{"$error":"#DIV/0!"},{"$error":"#DIV/0!"},{"$error":"#DIV/0!"},{"$error":"#DIV/0!"},{"$error":"#DIV/0!"},{"$error":"#DIV/0!"},{"$error":"#DIV/0!"},{"$error":"#DIV/0!"},{"$error":"#DIV/0!"},{"$error":"#DIV/0!"},{"$error":"#DIV/0!"},{"$error":"#DIV/0!"},{"$error":"#DIV/0!"},{"$error":"#DIV/0!"},{"$error":"#DIV/0!"},{"$error":"#DIV/0!"},{"$error":"#DIV/0!"},{"$error":"#DIV/0!"},{"$error":"#DIV/0!"},{"$error":"#DIV/0!"},{"$error":"#DIV/0!"},{"$error":"#DIV/0!"},{"$error":"#DIV/0!"},{"$error":"#DIV/0!"},{"$error":"#DIV/0!"},{"$error":"#DIV/0!"},{"$error":"#DIV/0!"},{"$error":"#DIV/0!"},{"$error":"#DIV/0!"},{"$error":"#DIV/0!"},{"$error":"#DIV/0!"},{"$error":"#DIV/0!"},{"$error":"#DIV/0!"},{"$error":"#DIV/0!"},{"$f":"PXZ529 + PXZ530 - PXZ531","v":{"$error":"#DIV/0!"}},{"$error":"#DIV/0!"},{"$error":"#DIV/0!"},{"$error":"#DIV/0!"},{"$error":"#DIV/0!"},{"$error":"#DIV/0!"},{"$error":"#DIV/0!"},{"$error":"#DIV/0!"},{"$error":"#DIV/0!"},{"$error":"#DIV/0!"},{"$error":"#DIV/0!"},{"$error":"#DIV/0!"},{"$error":"#DIV/0!"},{"$error":"#DIV/0!"},{"$error":"#DIV/0!"},{"$error":"#DIV/0!"},{"$error":"#DIV/0!"},{"$error":"#DIV/0!"},{"$error":"#DIV/0!"},{"$error":"#DIV/0!"},{"$error":"#DIV/0!"},{"$error":"#DIV/0!"},{"$error":"#DIV/0!"},{"$error":"#DIV/0!"},{"$error":"#DIV/0!"},{"$error":"#DIV/0!"},{"$error":"#DIV/0!"},{"$error":"#DIV/0!"},{"$error":"#DIV/0!"},{"$error":"#DIV/0!"},{"$error":"#DIV/0!"},{"$error":"#DIV/0!"},{"$error":"#DIV/0!"},{"$error":"#DIV/0!"},{"$error":"#DIV/0!"},{"$error":"#DIV/0!"},{"$error":"#DIV/0!"},{"$error":"#DIV/0!"},{"$error":"#DIV/0!"},{"$error":"#DIV/0!"},{"$error":"#DIV/0!"},{"$error":"#DIV/0!"},{"$error":"#DIV/0!"},{"$error":"#DIV/0!"},{"$error":"#DIV/0!"},{"$error":"#DIV/0!"},{"$error":"#DIV/0!"},{"$error":"#DIV/0!"},{"$error":"#DIV/0!"},{"$error":"#DIV/0!"},{"$error":"#DIV/0!"},{"$error":"#DIV/0!"},{"$error":"#DIV/0!"},{"$error":"#DIV/0!"},{"$error":"#DIV/0!"},{"$error":"#DIV/0!"},{"$error":"#DIV/0!"},{"$error":"#DIV/0!"},{"$error":"#DIV/0!"},{"$error":"#DIV/0!"},{"$error":"#DIV/0!"},{"$error":"#DIV/0!"},{"$error":"#DIV/0!"},{"$error":"#DIV/0!"},{"$f":"QAL529 + QAL530 - QAL531","v":{"$error":"#DIV/0!"}},{"$error":"#DIV/0!"},{"$error":"#DIV/0!"},{"$error":"#DIV/0!"},{"$error":"#DIV/0!"},{"$error":"#DIV/0!"},{"$error":"#DIV/0!"},{"$error":"#DIV/0!"},{"$error":"#DIV/0!"},{"$error":"#DIV/0!"},{"$error":"#DIV/0!"},{"$error":"#DIV/0!"},{"$error":"#DIV/0!"},{"$error":"#DIV/0!"},{"$error":"#DIV/0!"},{"$error":"#DIV/0!"},{"$error":"#DIV/0!"},{"$error":"#DIV/0!"},{"$error":"#DIV/0!"},{"$error":"#DIV/0!"},{"$error":"#DIV/0!"},{"$error":"#DIV/0!"},{"$error":"#DIV/0!"},{"$error":"#DIV/0!"},{"$error":"#DIV/0!"},{"$error":"#DIV/0!"},{"$error":"#DIV/0!"},{"$error":"#DIV/0!"},{"$error":"#DIV/0!"},{"$error":"#DIV/0!"},{"$error":"#DIV/0!"},{"$error":"#DIV/0!"},{"$error":"#DIV/0!"},{"$error":"#DIV/0!"},{"$error":"#DIV/0!"},{"$error":"#DIV/0!"},{"$error":"#DIV/0!"},{"$error":"#DIV/0!"},{"$error":"#DIV/0!"},{"$error":"#DIV/0!"},{"$error":"#DIV/0!"},{"$error":"#DIV/0!"},{"$error":"#DIV/0!"},{"$error":"#DIV/0!"},{"$error":"#DIV/0!"},{"$error":"#DIV/0!"},{"$error":"#DIV/0!"},{"$error":"#DIV/0!"},{"$error":"#DIV/0!"},{"$error":"#DIV/0!"},{"$error":"#DIV/0!"},{"$error":"#DIV/0!"},{"$error":"#DIV/0!"},{"$error":"#DIV/0!"},{"$error":"#DIV/0!"},{"$error":"#DIV/0!"},{"$error":"#DIV/0!"},{"$error":"#DIV/0!"},{"$error":"#DIV/0!"},{"$error":"#DIV/0!"},{"$error":"#DIV/0!"},{"$error":"#DIV/0!"},{"$error":"#DIV/0!"},{"$error":"#DIV/0!"},{"$f":"QCX529 + QCX530 - QCX531","v":{"$error":"#DIV/0!"}},{"$error":"#DIV/0!"},{"$error":"#DIV/0!"},{"$error":"#DIV/0!"},{"$error":"#DIV/0!"},{"$error":"#DIV/0!"},{"$error":"#DIV/0!"},{"$error":"#DIV/0!"},{"$error":"#DIV/0!"},{"$error":"#DIV/0!"},{"$error":"#DIV/0!"},{"$error":"#DIV/0!"},{"$error":"#DIV/0!"},{"$error":"#DIV/0!"},{"$error":"#DIV/0!"},{"$error":"#DIV/0!"},{"$error":"#DIV/0!"},{"$error":"#DIV/0!"},{"$error":"#DIV/0!"},{"$error":"#DIV/0!"},{"$error":"#DIV/0!"},{"$error":"#DIV/0!"},{"$error":"#DIV/0!"},{"$error":"#DIV/0!"},{"$error":"#DIV/0!"},{"$error":"#DIV/0!"},{"$error":"#DIV/0!"},{"$error":"#DIV/0!"},{"$error":"#DIV/0!"},{"$error":"#DIV/0!"},{"$error":"#DIV/0!"},{"$error":"#DIV/0!"},{"$error":"#DIV/0!"},{"$error":"#DIV/0!"},{"$error":"#DIV/0!"},{"$error":"#DIV/0!"},{"$error":"#DIV/0!"},{"$error":"#DIV/0!"},{"$error":"#DIV/0!"},{"$error":"#DIV/0!"},{"$error":"#DIV/0!"},{"$error":"#DIV/0!"},{"$error":"#DIV/0!"},{"$error":"#DIV/0!"},{"$error":"#DIV/0!"},{"$error":"#DIV/0!"},{"$error":"#DIV/0!"},{"$error":"#DIV/0!"},{"$error":"#DIV/0!"},{"$error":"#DIV/0!"},{"$error":"#DIV/0!"},{"$error":"#DIV/0!"},{"$error":"#DIV/0!"},{"$error":"#DIV/0!"},{"$error":"#DIV/0!"},{"$error":"#DIV/0!"},{"$error":"#DIV/0!"},{"$error":"#DIV/0!"},{"$error":"#DIV/0!"},{"$error":"#DIV/0!"},{"$error":"#DIV/0!"},{"$error":"#DIV/0!"},{"$error":"#DIV/0!"},{"$error":"#DIV/0!"},{"$f":"QFJ529 + QFJ530 - QFJ531","v":{"$error":"#DIV/0!"}},{"$error":"#DIV/0!"},{"$error":"#DIV/0!"},{"$error":"#DIV/0!"},{"$error":"#DIV/0!"},{"$error":"#DIV/0!"},{"$error":"#DIV/0!"},{"$error":"#DIV/0!"},{"$error":"#DIV/0!"},{"$error":"#DIV/0!"},{"$error":"#DIV/0!"},{"$error":"#DIV/0!"},{"$error":"#DIV/0!"},{"$error":"#DIV/0!"},{"$error":"#DIV/0!"},{"$error":"#DIV/0!"},{"$error":"#DIV/0!"},{"$error":"#DIV/0!"},{"$error":"#DIV/0!"},{"$error":"#DIV/0!"},{"$error":"#DIV/0!"},{"$error":"#DIV/0!"},{"$error":"#DIV/0!"},{"$error":"#DIV/0!"},{"$error":"#DIV/0!"},{"$error":"#DIV/0!"},{"$error":"#DIV/0!"},{"$error":"#DIV/0!"},{"$error":"#DIV/0!"},{"$error":"#DIV/0!"},{"$error":"#DIV/0!"},{"$error":"#DIV/0!"},{"$error":"#DIV/0!"},{"$error":"#DIV/0!"},{"$error":"#DIV/0!"},{"$error":"#DIV/0!"},{"$error":"#DIV/0!"},{"$error":"#DIV/0!"},{"$error":"#DIV/0!"},{"$error":"#DIV/0!"},{"$error":"#DIV/0!"},{"$error":"#DIV/0!"},{"$error":"#DIV/0!"},{"$error":"#DIV/0!"},{"$error":"#DIV/0!"},{"$error":"#DIV/0!"},{"$error":"#DIV/0!"},{"$error":"#DIV/0!"},{"$error":"#DIV/0!"},{"$error":"#DIV/0!"},{"$error":"#DIV/0!"},{"$error":"#DIV/0!"},{"$error":"#DIV/0!"},{"$error":"#DIV/0!"},{"$error":"#DIV/0!"},{"$error":"#DIV/0!"},{"$error":"#DIV/0!"},{"$error":"#DIV/0!"},{"$error":"#DIV/0!"},{"$error":"#DIV/0!"},{"$error":"#DIV/0!"},{"$error":"#DIV/0!"},{"$error":"#DIV/0!"},{"$error":"#DIV/0!"},{"$f":"QHV529 + QHV530 - QHV531","v":{"$error":"#DIV/0!"}},{"$error":"#DIV/0!"},{"$error":"#DIV/0!"},{"$error":"#DIV/0!"},{"$error":"#DIV/0!"},{"$error":"#DIV/0!"},{"$error":"#DIV/0!"},{"$error":"#DIV/0!"},{"$error":"#DIV/0!"},{"$error":"#DIV/0!"},{"$error":"#DIV/0!"},{"$error":"#DIV/0!"},{"$error":"#DIV/0!"},{"$error":"#DIV/0!"},{"$error":"#DIV/0!"},{"$error":"#DIV/0!"},{"$error":"#DIV/0!"},{"$error":"#DIV/0!"},{"$error":"#DIV/0!"},{"$error":"#DIV/0!"},{"$error":"#DIV/0!"},{"$error":"#DIV/0!"},{"$error":"#DIV/0!"},{"$error":"#DIV/0!"},{"$error":"#DIV/0!"},{"$error":"#DIV/0!"},{"$error":"#DIV/0!"},{"$error":"#DIV/0!"},{"$error":"#DIV/0!"},{"$error":"#DIV/0!"},{"$error":"#DIV/0!"},{"$error":"#DIV/0!"},{"$error":"#DIV/0!"},{"$error":"#DIV/0!"},{"$error":"#DIV/0!"},{"$error":"#DIV/0!"},{"$error":"#DIV/0!"},{"$error":"#DIV/0!"},{"$error":"#DIV/0!"},{"$error":"#DIV/0!"},{"$error":"#DIV/0!"},{"$error":"#DIV/0!"},{"$error":"#DIV/0!"},{"$error":"#DIV/0!"},{"$error":"#DIV/0!"},{"$error":"#DIV/0!"},{"$error":"#DIV/0!"},{"$error":"#DIV/0!"},{"$error":"#DIV/0!"},{"$error":"#DIV/0!"},{"$error":"#DIV/0!"},{"$error":"#DIV/0!"},{"$error":"#DIV/0!"},{"$error":"#DIV/0!"},{"$error":"#DIV/0!"},{"$error":"#DIV/0!"},{"$error":"#DIV/0!"},{"$error":"#DIV/0!"},{"$error":"#DIV/0!"},{"$error":"#DIV/0!"},{"$error":"#DIV/0!"},{"$error":"#DIV/0!"},{"$error":"#DIV/0!"},{"$error":"#DIV/0!"},{"$f":"QKH529 + QKH530 - QKH531","v":{"$error":"#DIV/0!"}},{"$error":"#DIV/0!"},{"$error":"#DIV/0!"},{"$error":"#DIV/0!"},{"$error":"#DIV/0!"},{"$error":"#DIV/0!"},{"$error":"#DIV/0!"},{"$error":"#DIV/0!"},{"$error":"#DIV/0!"},{"$error":"#DIV/0!"},{"$error":"#DIV/0!"},{"$error":"#DIV/0!"},{"$error":"#DIV/0!"},{"$error":"#DIV/0!"},{"$error":"#DIV/0!"},{"$error":"#DIV/0!"},{"$error":"#DIV/0!"},{"$error":"#DIV/0!"},{"$error":"#DIV/0!"},{"$error":"#DIV/0!"},{"$error":"#DIV/0!"},{"$error":"#DIV/0!"},{"$error":"#DIV/0!"},{"$error":"#DIV/0!"},{"$error":"#DIV/0!"},{"$error":"#DIV/0!"},{"$error":"#DIV/0!"},{"$error":"#DIV/0!"},{"$error":"#DIV/0!"},{"$error":"#DIV/0!"},{"$error":"#DIV/0!"},{"$error":"#DIV/0!"},{"$error":"#DIV/0!"},{"$error":"#DIV/0!"},{"$error":"#DIV/0!"},{"$error":"#DIV/0!"},{"$error":"#DIV/0!"},{"$error":"#DIV/0!"},{"$error":"#DIV/0!"},{"$error":"#DIV/0!"},{"$error":"#DIV/0!"},{"$error":"#DIV/0!"},{"$error":"#DIV/0!"},{"$error":"#DIV/0!"},{"$error":"#DIV/0!"},{"$error":"#DIV/0!"},{"$error":"#DIV/0!"},{"$error":"#DIV/0!"},{"$error":"#DIV/0!"},{"$error":"#DIV/0!"},{"$error":"#DIV/0!"},{"$error":"#DIV/0!"},{"$error":"#DIV/0!"},{"$error":"#DIV/0!"},{"$error":"#DIV/0!"},{"$error":"#DIV/0!"},{"$error":"#DIV/0!"},{"$error":"#DIV/0!"},{"$error":"#DIV/0!"},{"$error":"#DIV/0!"},{"$error":"#DIV/0!"},{"$error":"#DIV/0!"},{"$error":"#DIV/0!"},{"$error":"#DIV/0!"},{"$f":"QMT529 + QMT530 - QMT531","v":{"$error":"#DIV/0!"}},{"$error":"#DIV/0!"},{"$error":"#DIV/0!"},{"$error":"#DIV/0!"},{"$error":"#DIV/0!"},{"$error":"#DIV/0!"},{"$error":"#DIV/0!"},{"$error":"#DIV/0!"},{"$error":"#DIV/0!"},{"$error":"#DIV/0!"},{"$error":"#DIV/0!"},{"$error":"#DIV/0!"},{"$error":"#DIV/0!"},{"$error":"#DIV/0!"},{"$error":"#DIV/0!"},{"$error":"#DIV/0!"},{"$error":"#DIV/0!"},{"$error":"#DIV/0!"},{"$error":"#DIV/0!"},{"$error":"#DIV/0!"},{"$error":"#DIV/0!"},{"$error":"#DIV/0!"},{"$error":"#DIV/0!"},{"$error":"#DIV/0!"},{"$error":"#DIV/0!"},{"$error":"#DIV/0!"},{"$error":"#DIV/0!"},{"$error":"#DIV/0!"},{"$error":"#DIV/0!"},{"$error":"#DIV/0!"},{"$error":"#DIV/0!"},{"$error":"#DIV/0!"},{"$error":"#DIV/0!"},{"$error":"#DIV/0!"},{"$error":"#DIV/0!"},{"$error":"#DIV/0!"},{"$error":"#DIV/0!"},{"$error":"#DIV/0!"},{"$error":"#DIV/0!"},{"$error":"#DIV/0!"},{"$error":"#DIV/0!"},{"$error":"#DIV/0!"},{"$error":"#DIV/0!"},{"$error":"#DIV/0!"},{"$error":"#DIV/0!"},{"$error":"#DIV/0!"},{"$error":"#DIV/0!"},{"$error":"#DIV/0!"},{"$error":"#DIV/0!"},{"$error":"#DIV/0!"},{"$error":"#DIV/0!"},{"$error":"#DIV/0!"},{"$error":"#DIV/0!"},{"$error":"#DIV/0!"},{"$error":"#DIV/0!"},{"$error":"#DIV/0!"},{"$error":"#DIV/0!"},{"$error":"#DIV/0!"},{"$error":"#DIV/0!"},{"$error":"#DIV/0!"},{"$error":"#DIV/0!"},{"$error":"#DIV/0!"},{"$error":"#DIV/0!"},{"$error":"#DIV/0!"},{"$f":"QPF529 + QPF530 - QPF531","v":{"$error":"#DIV/0!"}},{"$error":"#DIV/0!"},{"$error":"#DIV/0!"},{"$error":"#DIV/0!"},{"$error":"#DIV/0!"},{"$error":"#DIV/0!"},{"$error":"#DIV/0!"},{"$error":"#DIV/0!"},{"$error":"#DIV/0!"},{"$error":"#DIV/0!"},{"$error":"#DIV/0!"},{"$error":"#DIV/0!"},{"$error":"#DIV/0!"},{"$error":"#DIV/0!"},{"$error":"#DIV/0!"},{"$error":"#DIV/0!"},{"$error":"#DIV/0!"},{"$error":"#DIV/0!"},{"$error":"#DIV/0!"},{"$error":"#DIV/0!"},{"$error":"#DIV/0!"},{"$error":"#DIV/0!"},{"$error":"#DIV/0!"},{"$error":"#DIV/0!"},{"$error":"#DIV/0!"},{"$error":"#DIV/0!"},{"$error":"#DIV/0!"},{"$error":"#DIV/0!"},{"$error":"#DIV/0!"},{"$error":"#DIV/0!"},{"$error":"#DIV/0!"},{"$error":"#DIV/0!"},{"$error":"#DIV/0!"},{"$error":"#DIV/0!"},{"$error":"#DIV/0!"},{"$error":"#DIV/0!"},{"$error":"#DIV/0!"},{"$error":"#DIV/0!"},{"$error":"#DIV/0!"},{"$error":"#DIV/0!"},{"$error":"#DIV/0!"},{"$error":"#DIV/0!"},{"$error":"#DIV/0!"},{"$error":"#DIV/0!"},{"$error":"#DIV/0!"},{"$error":"#DIV/0!"},{"$error":"#DIV/0!"},{"$error":"#DIV/0!"},{"$error":"#DIV/0!"},{"$error":"#DIV/0!"},{"$error":"#DIV/0!"},{"$error":"#DIV/0!"},{"$error":"#DIV/0!"},{"$error":"#DIV/0!"},{"$error":"#DIV/0!"},{"$error":"#DIV/0!"},{"$error":"#DIV/0!"},{"$error":"#DIV/0!"},{"$error":"#DIV/0!"},{"$error":"#DIV/0!"},{"$error":"#DIV/0!"},{"$error":"#DIV/0!"},{"$error":"#DIV/0!"},{"$error":"#DIV/0!"},{"$f":"QRR529 + QRR530 - QRR531","v":{"$error":"#DIV/0!"}},{"$error":"#DIV/0!"},{"$error":"#DIV/0!"},{"$error":"#DIV/0!"},{"$error":"#DIV/0!"},{"$error":"#DIV/0!"},{"$error":"#DIV/0!"},{"$error":"#DIV/0!"},{"$error":"#DIV/0!"},{"$error":"#DIV/0!"},{"$error":"#DIV/0!"},{"$error":"#DIV/0!"},{"$error":"#DIV/0!"},{"$error":"#DIV/0!"},{"$error":"#DIV/0!"},{"$error":"#DIV/0!"},{"$error":"#DIV/0!"},{"$error":"#DIV/0!"},{"$error":"#DIV/0!"},{"$error":"#DIV/0!"},{"$error":"#DIV/0!"},{"$error":"#DIV/0!"},{"$error":"#DIV/0!"},{"$error":"#DIV/0!"},{"$error":"#DIV/0!"},{"$error":"#DIV/0!"},{"$error":"#DIV/0!"},{"$error":"#DIV/0!"},{"$error":"#DIV/0!"},{"$error":"#DIV/0!"},{"$error":"#DIV/0!"},{"$error":"#DIV/0!"},{"$error":"#DIV/0!"},{"$error":"#DIV/0!"},{"$error":"#DIV/0!"},{"$error":"#DIV/0!"},{"$error":"#DIV/0!"},{"$error":"#DIV/0!"},{"$error":"#DIV/0!"},{"$error":"#DIV/0!"},{"$error":"#DIV/0!"},{"$error":"#DIV/0!"},{"$error":"#DIV/0!"},{"$error":"#DIV/0!"},{"$error":"#DIV/0!"},{"$error":"#DIV/0!"},{"$error":"#DIV/0!"},{"$error":"#DIV/0!"},{"$error":"#DIV/0!"},{"$error":"#DIV/0!"},{"$error":"#DIV/0!"},{"$error":"#DIV/0!"},{"$error":"#DIV/0!"},{"$error":"#DIV/0!"},{"$error":"#DIV/0!"},{"$error":"#DIV/0!"},{"$error":"#DIV/0!"},{"$error":"#DIV/0!"},{"$error":"#DIV/0!"},{"$error":"#DIV/0!"},{"$error":"#DIV/0!"},{"$error":"#DIV/0!"},{"$error":"#DIV/0!"},{"$error":"#DIV/0!"},{"$f":"QUD529 + QUD530 - QUD531","v":{"$error":"#DIV/0!"}},{"$error":"#DIV/0!"},{"$error":"#DIV/0!"},{"$error":"#DIV/0!"},{"$error":"#DIV/0!"},{"$error":"#DIV/0!"},{"$error":"#DIV/0!"},{"$error":"#DIV/0!"},{"$error":"#DIV/0!"},{"$error":"#DIV/0!"},{"$error":"#DIV/0!"},{"$error":"#DIV/0!"},{"$error":"#DIV/0!"},{"$error":"#DIV/0!"},{"$error":"#DIV/0!"},{"$error":"#DIV/0!"},{"$error":"#DIV/0!"},{"$error":"#DIV/0!"},{"$error":"#DIV/0!"},{"$error":"#DIV/0!"},{"$error":"#DIV/0!"},{"$error":"#DIV/0!"},{"$error":"#DIV/0!"},{"$error":"#DIV/0!"},{"$error":"#DIV/0!"},{"$error":"#DIV/0!"},{"$error":"#DIV/0!"},{"$error":"#DIV/0!"},{"$error":"#DIV/0!"},{"$error":"#DIV/0!"},{"$error":"#DIV/0!"},{"$error":"#DIV/0!"},{"$error":"#DIV/0!"},{"$error":"#DIV/0!"},{"$error":"#DIV/0!"},{"$error":"#DIV/0!"},{"$error":"#DIV/0!"},{"$error":"#DIV/0!"},{"$error":"#DIV/0!"},{"$error":"#DIV/0!"},{"$error":"#DIV/0!"},{"$error":"#DIV/0!"},{"$error":"#DIV/0!"},{"$error":"#DIV/0!"},{"$error":"#DIV/0!"},{"$error":"#DIV/0!"},{"$error":"#DIV/0!"},{"$error":"#DIV/0!"},{"$error":"#DIV/0!"},{"$error":"#DIV/0!"},{"$error":"#DIV/0!"},{"$error":"#DIV/0!"},{"$error":"#DIV/0!"},{"$error":"#DIV/0!"},{"$error":"#DIV/0!"},{"$error":"#DIV/0!"},{"$error":"#DIV/0!"},{"$error":"#DIV/0!"},{"$error":"#DIV/0!"},{"$error":"#DIV/0!"},{"$error":"#DIV/0!"},{"$error":"#DIV/0!"},{"$error":"#DIV/0!"},{"$error":"#DIV/0!"},{"$f":"QWP529 + QWP530 - QWP531","v":{"$error":"#DIV/0!"}},{"$error":"#DIV/0!"},{"$error":"#DIV/0!"},{"$error":"#DIV/0!"},{"$error":"#DIV/0!"},{"$error":"#DIV/0!"},{"$error":"#DIV/0!"},{"$error":"#DIV/0!"},{"$error":"#DIV/0!"},{"$error":"#DIV/0!"},{"$error":"#DIV/0!"},{"$error":"#DIV/0!"},{"$error":"#DIV/0!"},{"$error":"#DIV/0!"},{"$error":"#DIV/0!"},{"$error":"#DIV/0!"},{"$error":"#DIV/0!"},{"$error":"#DIV/0!"},{"$error":"#DIV/0!"},{"$error":"#DIV/0!"},{"$error":"#DIV/0!"},{"$error":"#DIV/0!"},{"$error":"#DIV/0!"},{"$error":"#DIV/0!"},{"$error":"#DIV/0!"},{"$error":"#DIV/0!"},{"$error":"#DIV/0!"},{"$error":"#DIV/0!"},{"$error":"#DIV/0!"},{"$error":"#DIV/0!"},{"$error":"#DIV/0!"},{"$error":"#DIV/0!"},{"$error":"#DIV/0!"},{"$error":"#DIV/0!"},{"$error":"#DIV/0!"},{"$error":"#DIV/0!"},{"$error":"#DIV/0!"},{"$error":"#DIV/0!"},{"$error":"#DIV/0!"},{"$error":"#DIV/0!"},{"$error":"#DIV/0!"},{"$error":"#DIV/0!"},{"$error":"#DIV/0!"},{"$error":"#DIV/0!"},{"$error":"#DIV/0!"},{"$error":"#DIV/0!"},{"$error":"#DIV/0!"},{"$error":"#DIV/0!"},{"$error":"#DIV/0!"},{"$error":"#DIV/0!"},{"$error":"#DIV/0!"},{"$error":"#DIV/0!"},{"$error":"#DIV/0!"},{"$error":"#DIV/0!"},{"$error":"#DIV/0!"},{"$error":"#DIV/0!"},{"$error":"#DIV/0!"},{"$error":"#DIV/0!"},{"$error":"#DIV/0!"},{"$error":"#DIV/0!"},{"$error":"#DIV/0!"},{"$error":"#DIV/0!"},{"$error":"#DIV/0!"},{"$error":"#DIV/0!"},{"$f":"QZB529 + QZB530 - QZB531","v":{"$error":"#DIV/0!"}},{"$error":"#DIV/0!"},{"$error":"#DIV/0!"},{"$error":"#DIV/0!"},{"$error":"#DIV/0!"},{"$error":"#DIV/0!"},{"$error":"#DIV/0!"},{"$error":"#DIV/0!"},{"$error":"#DIV/0!"},{"$error":"#DIV/0!"},{"$error":"#DIV/0!"},{"$error":"#DIV/0!"},{"$error":"#DIV/0!"},{"$error":"#DIV/0!"},{"$error":"#DIV/0!"},{"$error":"#DIV/0!"},{"$error":"#DIV/0!"},{"$error":"#DIV/0!"},{"$error":"#DIV/0!"},{"$error":"#DIV/0!"},{"$error":"#DIV/0!"},{"$error":"#DIV/0!"},{"$error":"#DIV/0!"},{"$error":"#DIV/0!"},{"$error":"#DIV/0!"},{"$error":"#DIV/0!"},{"$error":"#DIV/0!"},{"$error":"#DIV/0!"},{"$error":"#DIV/0!"},{"$error":"#DIV/0!"},{"$error":"#DIV/0!"},{"$error":"#DIV/0!"},{"$error":"#DIV/0!"},{"$error":"#DIV/0!"},{"$error":"#DIV/0!"},{"$error":"#DIV/0!"},{"$error":"#DIV/0!"},{"$error":"#DIV/0!"},{"$error":"#DIV/0!"},{"$error":"#DIV/0!"},{"$error":"#DIV/0!"},{"$error":"#DIV/0!"},{"$error":"#DIV/0!"},{"$error":"#DIV/0!"},{"$error":"#DIV/0!"},{"$error":"#DIV/0!"},{"$error":"#DIV/0!"},{"$error":"#DIV/0!"},{"$error":"#DIV/0!"},{"$error":"#DIV/0!"},{"$error":"#DIV/0!"},{"$error":"#DIV/0!"},{"$error":"#DIV/0!"},{"$error":"#DIV/0!"},{"$error":"#DIV/0!"},{"$error":"#DIV/0!"},{"$error":"#DIV/0!"},{"$error":"#DIV/0!"},{"$error":"#DIV/0!"},{"$error":"#DIV/0!"},{"$error":"#DIV/0!"},{"$error":"#DIV/0!"},{"$error":"#DIV/0!"},{"$error":"#DIV/0!"},{"$f":"RBN529 + RBN530 - RBN531","v":{"$error":"#DIV/0!"}},{"$error":"#DIV/0!"},{"$error":"#DIV/0!"},{"$error":"#DIV/0!"},{"$error":"#DIV/0!"},{"$error":"#DIV/0!"},{"$error":"#DIV/0!"},{"$error":"#DIV/0!"},{"$error":"#DIV/0!"},{"$error":"#DIV/0!"},{"$error":"#DIV/0!"},{"$error":"#DIV/0!"},{"$error":"#DIV/0!"},{"$error":"#DIV/0!"},{"$error":"#DIV/0!"},{"$error":"#DIV/0!"},{"$error":"#DIV/0!"},{"$error":"#DIV/0!"},{"$error":"#DIV/0!"},{"$error":"#DIV/0!"},{"$error":"#DIV/0!"},{"$error":"#DIV/0!"},{"$error":"#DIV/0!"},{"$error":"#DIV/0!"},{"$error":"#DIV/0!"},{"$error":"#DIV/0!"},{"$error":"#DIV/0!"},{"$error":"#DIV/0!"},{"$error":"#DIV/0!"},{"$error":"#DIV/0!"},{"$error":"#DIV/0!"},{"$error":"#DIV/0!"},{"$error":"#DIV/0!"},{"$error":"#DIV/0!"},{"$error":"#DIV/0!"},{"$error":"#DIV/0!"},{"$error":"#DIV/0!"},{"$error":"#DIV/0!"},{"$error":"#DIV/0!"},{"$error":"#DIV/0!"},{"$error":"#DIV/0!"},{"$error":"#DIV/0!"},{"$error":"#DIV/0!"},{"$error":"#DIV/0!"},{"$error":"#DIV/0!"},{"$error":"#DIV/0!"},{"$error":"#DIV/0!"},{"$error":"#DIV/0!"},{"$error":"#DIV/0!"},{"$error":"#DIV/0!"},{"$error":"#DIV/0!"},{"$error":"#DIV/0!"},{"$error":"#DIV/0!"},{"$error":"#DIV/0!"},{"$error":"#DIV/0!"},{"$error":"#DIV/0!"},{"$error":"#DIV/0!"},{"$error":"#DIV/0!"},{"$error":"#DIV/0!"},{"$error":"#DIV/0!"},{"$error":"#DIV/0!"},{"$error":"#DIV/0!"},{"$error":"#DIV/0!"},{"$error":"#DIV/0!"},{"$f":"RDZ529 + RDZ530 - RDZ531","v":{"$error":"#DIV/0!"}},{"$error":"#DIV/0!"},{"$error":"#DIV/0!"},{"$error":"#DIV/0!"},{"$error":"#DIV/0!"},{"$error":"#DIV/0!"},{"$error":"#DIV/0!"},{"$error":"#DIV/0!"},{"$error":"#DIV/0!"},{"$error":"#DIV/0!"},{"$error":"#DIV/0!"},{"$error":"#DIV/0!"},{"$error":"#DIV/0!"},{"$error":"#DIV/0!"},{"$error":"#DIV/0!"},{"$error":"#DIV/0!"},{"$error":"#DIV/0!"},{"$error":"#DIV/0!"},{"$error":"#DIV/0!"},{"$error":"#DIV/0!"},{"$error":"#DIV/0!"},{"$error":"#DIV/0!"},{"$error":"#DIV/0!"},{"$error":"#DIV/0!"},{"$error":"#DIV/0!"},{"$error":"#DIV/0!"},{"$error":"#DIV/0!"},{"$error":"#DIV/0!"},{"$error":"#DIV/0!"},{"$error":"#DIV/0!"},{"$error":"#DIV/0!"},{"$error":"#DIV/0!"},{"$error":"#DIV/0!"},{"$error":"#DIV/0!"},{"$error":"#DIV/0!"},{"$error":"#DIV/0!"},{"$error":"#DIV/0!"},{"$error":"#DIV/0!"},{"$error":"#DIV/0!"},{"$error":"#DIV/0!"},{"$error":"#DIV/0!"},{"$error":"#DIV/0!"},{"$error":"#DIV/0!"},{"$error":"#DIV/0!"},{"$error":"#DIV/0!"},{"$error":"#DIV/0!"},{"$error":"#DIV/0!"},{"$error":"#DIV/0!"},{"$error":"#DIV/0!"},{"$error":"#DIV/0!"},{"$error":"#DIV/0!"},{"$error":"#DIV/0!"},{"$error":"#DIV/0!"},{"$error":"#DIV/0!"},{"$error":"#DIV/0!"},{"$error":"#DIV/0!"},{"$error":"#DIV/0!"},{"$error":"#DIV/0!"},{"$error":"#DIV/0!"},{"$error":"#DIV/0!"},{"$error":"#DIV/0!"},{"$error":"#DIV/0!"},{"$error":"#DIV/0!"},{"$error":"#DIV/0!"},{"$f":"RGL529 + RGL530 - RGL531","v":{"$error":"#DIV/0!"}},{"$error":"#DIV/0!"},{"$error":"#DIV/0!"},{"$error":"#DIV/0!"},{"$error":"#DIV/0!"},{"$error":"#DIV/0!"},{"$error":"#DIV/0!"},{"$error":"#DIV/0!"},{"$error":"#DIV/0!"},{"$error":"#DIV/0!"},{"$error":"#DIV/0!"},{"$error":"#DIV/0!"},{"$error":"#DIV/0!"},{"$error":"#DIV/0!"},{"$error":"#DIV/0!"},{"$error":"#DIV/0!"},{"$error":"#DIV/0!"},{"$error":"#DIV/0!"},{"$error":"#DIV/0!"},{"$error":"#DIV/0!"},{"$error":"#DIV/0!"},{"$error":"#DIV/0!"},{"$error":"#DIV/0!"},{"$error":"#DIV/0!"},{"$error":"#DIV/0!"},{"$error":"#DIV/0!"},{"$error":"#DIV/0!"},{"$error":"#DIV/0!"},{"$error":"#DIV/0!"},{"$error":"#DIV/0!"},{"$error":"#DIV/0!"},{"$error":"#DIV/0!"},{"$error":"#DIV/0!"},{"$error":"#DIV/0!"},{"$error":"#DIV/0!"},{"$error":"#DIV/0!"},{"$error":"#DIV/0!"},{"$error":"#DIV/0!"},{"$error":"#DIV/0!"},{"$error":"#DIV/0!"},{"$error":"#DIV/0!"},{"$error":"#DIV/0!"},{"$error":"#DIV/0!"},{"$error":"#DIV/0!"},{"$error":"#DIV/0!"},{"$error":"#DIV/0!"},{"$error":"#DIV/0!"},{"$error":"#DIV/0!"},{"$error":"#DIV/0!"},{"$error":"#DIV/0!"},{"$error":"#DIV/0!"},{"$error":"#DIV/0!"},{"$error":"#DIV/0!"},{"$error":"#DIV/0!"},{"$error":"#DIV/0!"},{"$error":"#DIV/0!"},{"$error":"#DIV/0!"},{"$error":"#DIV/0!"},{"$error":"#DIV/0!"},{"$error":"#DIV/0!"},{"$error":"#DIV/0!"},{"$error":"#DIV/0!"},{"$error":"#DIV/0!"},{"$error":"#DIV/0!"},{"$f":"RIX529 + RIX530 - RIX531","v":{"$error":"#DIV/0!"}},{"$error":"#DIV/0!"},{"$error":"#DIV/0!"},{"$error":"#DIV/0!"},{"$error":"#DIV/0!"},{"$error":"#DIV/0!"},{"$error":"#DIV/0!"},{"$error":"#DIV/0!"},{"$error":"#DIV/0!"},{"$error":"#DIV/0!"},{"$error":"#DIV/0!"},{"$error":"#DIV/0!"},{"$error":"#DIV/0!"},{"$error":"#DIV/0!"},{"$error":"#DIV/0!"},{"$error":"#DIV/0!"},{"$error":"#DIV/0!"},{"$error":"#DIV/0!"},{"$error":"#DIV/0!"},{"$error":"#DIV/0!"},{"$error":"#DIV/0!"},{"$error":"#DIV/0!"},{"$error":"#DIV/0!"},{"$error":"#DIV/0!"},{"$error":"#DIV/0!"},{"$error":"#DIV/0!"},{"$error":"#DIV/0!"},{"$error":"#DIV/0!"},{"$error":"#DIV/0!"},{"$error":"#DIV/0!"},{"$error":"#DIV/0!"},{"$error":"#DIV/0!"},{"$error":"#DIV/0!"},{"$error":"#DIV/0!"},{"$error":"#DIV/0!"},{"$error":"#DIV/0!"},{"$error":"#DIV/0!"},{"$error":"#DIV/0!"},{"$error":"#DIV/0!"},{"$error":"#DIV/0!"},{"$error":"#DIV/0!"},{"$error":"#DIV/0!"},{"$error":"#DIV/0!"},{"$error":"#DIV/0!"},{"$error":"#DIV/0!"},{"$error":"#DIV/0!"},{"$error":"#DIV/0!"},{"$error":"#DIV/0!"},{"$error":"#DIV/0!"},{"$error":"#DIV/0!"},{"$error":"#DIV/0!"},{"$error":"#DIV/0!"},{"$error":"#DIV/0!"},{"$error":"#DIV/0!"},{"$error":"#DIV/0!"},{"$error":"#DIV/0!"},{"$error":"#DIV/0!"},{"$error":"#DIV/0!"},{"$error":"#DIV/0!"},{"$error":"#DIV/0!"},{"$error":"#DIV/0!"},{"$error":"#DIV/0!"},{"$error":"#DIV/0!"},{"$error":"#DIV/0!"},{"$f":"RLJ529 + RLJ530 - RLJ531","v":{"$error":"#DIV/0!"}},{"$error":"#DIV/0!"},{"$error":"#DIV/0!"},{"$error":"#DIV/0!"},{"$error":"#DIV/0!"},{"$error":"#DIV/0!"},{"$error":"#DIV/0!"},{"$error":"#DIV/0!"},{"$error":"#DIV/0!"},{"$error":"#DIV/0!"},{"$error":"#DIV/0!"},{"$error":"#DIV/0!"},{"$error":"#DIV/0!"},{"$error":"#DIV/0!"},{"$error":"#DIV/0!"},{"$error":"#DIV/0!"},{"$error":"#DIV/0!"},{"$error":"#DIV/0!"},{"$error":"#DIV/0!"},{"$error":"#DIV/0!"},{"$error":"#DIV/0!"},{"$error":"#DIV/0!"},{"$error":"#DIV/0!"},{"$error":"#DIV/0!"},{"$error":"#DIV/0!"},{"$error":"#DIV/0!"},{"$error":"#DIV/0!"},{"$error":"#DIV/0!"},{"$error":"#DIV/0!"},{"$error":"#DIV/0!"},{"$error":"#DIV/0!"},{"$error":"#DIV/0!"},{"$error":"#DIV/0!"},{"$error":"#DIV/0!"},{"$error":"#DIV/0!"},{"$error":"#DIV/0!"},{"$error":"#DIV/0!"},{"$error":"#DIV/0!"},{"$error":"#DIV/0!"},{"$error":"#DIV/0!"},{"$error":"#DIV/0!"},{"$error":"#DIV/0!"},{"$error":"#DIV/0!"},{"$error":"#DIV/0!"},{"$error":"#DIV/0!"},{"$error":"#DIV/0!"},{"$error":"#DIV/0!"},{"$error":"#DIV/0!"},{"$error":"#DIV/0!"},{"$error":"#DIV/0!"},{"$error":"#DIV/0!"},{"$error":"#DIV/0!"},{"$error":"#DIV/0!"},{"$error":"#DIV/0!"},{"$error":"#DIV/0!"},{"$error":"#DIV/0!"},{"$error":"#DIV/0!"},{"$error":"#DIV/0!"},{"$error":"#DIV/0!"},{"$error":"#DIV/0!"},{"$error":"#DIV/0!"},{"$error":"#DIV/0!"},{"$error":"#DIV/0!"},{"$error":"#DIV/0!"},{"$f":"RNV529 + RNV530 - RNV531","v":{"$error":"#DIV/0!"}},{"$error":"#DIV/0!"},{"$error":"#DIV/0!"},{"$error":"#DIV/0!"},{"$error":"#DIV/0!"},{"$error":"#DIV/0!"},{"$error":"#DIV/0!"},{"$error":"#DIV/0!"},{"$error":"#DIV/0!"},{"$error":"#DIV/0!"},{"$error":"#DIV/0!"},{"$error":"#DIV/0!"},{"$error":"#DIV/0!"},{"$error":"#DIV/0!"},{"$error":"#DIV/0!"},{"$error":"#DIV/0!"},{"$error":"#DIV/0!"},{"$error":"#DIV/0!"},{"$error":"#DIV/0!"},{"$error":"#DIV/0!"},{"$error":"#DIV/0!"},{"$error":"#DIV/0!"},{"$error":"#DIV/0!"},{"$error":"#DIV/0!"},{"$error":"#DIV/0!"},{"$error":"#DIV/0!"},{"$error":"#DIV/0!"},{"$error":"#DIV/0!"},{"$error":"#DIV/0!"},{"$error":"#DIV/0!"},{"$error":"#DIV/0!"},{"$error":"#DIV/0!"},{"$error":"#DIV/0!"},{"$error":"#DIV/0!"},{"$error":"#DIV/0!"},{"$error":"#DIV/0!"},{"$error":"#DIV/0!"},{"$error":"#DIV/0!"},{"$error":"#DIV/0!"},{"$error":"#DIV/0!"},{"$error":"#DIV/0!"},{"$error":"#DIV/0!"},{"$error":"#DIV/0!"},{"$error":"#DIV/0!"},{"$error":"#DIV/0!"},{"$error":"#DIV/0!"},{"$error":"#DIV/0!"},{"$error":"#DIV/0!"},{"$error":"#DIV/0!"},{"$error":"#DIV/0!"},{"$error":"#DIV/0!"},{"$error":"#DIV/0!"},{"$error":"#DIV/0!"},{"$error":"#DIV/0!"},{"$error":"#DIV/0!"},{"$error":"#DIV/0!"},{"$error":"#DIV/0!"},{"$error":"#DIV/0!"},{"$error":"#DIV/0!"},{"$error":"#DIV/0!"},{"$error":"#DIV/0!"},{"$error":"#DIV/0!"},{"$error":"#DIV/0!"},{"$error":"#DIV/0!"},{"$f":"RQH529 + RQH530 - RQH531","v":{"$error":"#DIV/0!"}},{"$error":"#DIV/0!"},{"$error":"#DIV/0!"},{"$error":"#DIV/0!"},{"$error":"#DIV/0!"},{"$error":"#DIV/0!"},{"$error":"#DIV/0!"},{"$error":"#DIV/0!"},{"$error":"#DIV/0!"},{"$error":"#DIV/0!"},{"$error":"#DIV/0!"},{"$error":"#DIV/0!"},{"$error":"#DIV/0!"},{"$error":"#DIV/0!"},{"$error":"#DIV/0!"},{"$error":"#DIV/0!"},{"$error":"#DIV/0!"},{"$error":"#DIV/0!"},{"$error":"#DIV/0!"},{"$error":"#DIV/0!"},{"$error":"#DIV/0!"},{"$error":"#DIV/0!"},{"$error":"#DIV/0!"},{"$error":"#DIV/0!"},{"$error":"#DIV/0!"},{"$error":"#DIV/0!"},{"$error":"#DIV/0!"},{"$error":"#DIV/0!"},{"$error":"#DIV/0!"},{"$error":"#DIV/0!"},{"$error":"#DIV/0!"},{"$error":"#DIV/0!"},{"$error":"#DIV/0!"},{"$error":"#DIV/0!"},{"$error":"#DIV/0!"},{"$error":"#DIV/0!"},{"$error":"#DIV/0!"},{"$error":"#DIV/0!"},{"$error":"#DIV/0!"},{"$error":"#DIV/0!"},{"$error":"#DIV/0!"},{"$error":"#DIV/0!"},{"$error":"#DIV/0!"},{"$error":"#DIV/0!"},{"$error":"#DIV/0!"},{"$error":"#DIV/0!"},{"$error":"#DIV/0!"},{"$error":"#DIV/0!"},{"$error":"#DIV/0!"},{"$error":"#DIV/0!"},{"$error":"#DIV/0!"},{"$error":"#DIV/0!"},{"$error":"#DIV/0!"},{"$error":"#DIV/0!"},{"$error":"#DIV/0!"},{"$error":"#DIV/0!"},{"$error":"#DIV/0!"},{"$error":"#DIV/0!"},{"$error":"#DIV/0!"},{"$error":"#DIV/0!"},{"$error":"#DIV/0!"},{"$error":"#DIV/0!"},{"$error":"#DIV/0!"},{"$error":"#DIV/0!"},{"$f":"RST529 + RST530 - RST531","v":{"$error":"#DIV/0!"}},{"$error":"#DIV/0!"},{"$error":"#DIV/0!"},{"$error":"#DIV/0!"},{"$error":"#DIV/0!"},{"$error":"#DIV/0!"},{"$error":"#DIV/0!"},{"$error":"#DIV/0!"},{"$error":"#DIV/0!"},{"$error":"#DIV/0!"},{"$error":"#DIV/0!"},{"$error":"#DIV/0!"},{"$error":"#DIV/0!"},{"$error":"#DIV/0!"},{"$error":"#DIV/0!"},{"$error":"#DIV/0!"},{"$error":"#DIV/0!"},{"$error":"#DIV/0!"},{"$error":"#DIV/0!"},{"$error":"#DIV/0!"},{"$error":"#DIV/0!"},{"$error":"#DIV/0!"},{"$error":"#DIV/0!"},{"$error":"#DIV/0!"},{"$error":"#DIV/0!"},{"$error":"#DIV/0!"},{"$error":"#DIV/0!"},{"$error":"#DIV/0!"},{"$error":"#DIV/0!"},{"$error":"#DIV/0!"},{"$error":"#DIV/0!"},{"$error":"#DIV/0!"},{"$error":"#DIV/0!"},{"$error":"#DIV/0!"},{"$error":"#DIV/0!"},{"$error":"#DIV/0!"},{"$error":"#DIV/0!"},{"$error":"#DIV/0!"},{"$error":"#DIV/0!"},{"$error":"#DIV/0!"},{"$error":"#DIV/0!"},{"$error":"#DIV/0!"},{"$error":"#DIV/0!"},{"$error":"#DIV/0!"},{"$error":"#DIV/0!"},{"$error":"#DIV/0!"},{"$error":"#DIV/0!"},{"$error":"#DIV/0!"},{"$error":"#DIV/0!"},{"$error":"#DIV/0!"},{"$error":"#DIV/0!"},{"$error":"#DIV/0!"},{"$error":"#DIV/0!"},{"$error":"#DIV/0!"},{"$error":"#DIV/0!"},{"$error":"#DIV/0!"},{"$error":"#DIV/0!"},{"$error":"#DIV/0!"},{"$error":"#DIV/0!"},{"$error":"#DIV/0!"},{"$error":"#DIV/0!"},{"$error":"#DIV/0!"},{"$error":"#DIV/0!"},{"$error":"#DIV/0!"},{"$f":"RVF529 + RVF530 - RVF531","v":{"$error":"#DIV/0!"}},{"$error":"#DIV/0!"},{"$error":"#DIV/0!"},{"$error":"#DIV/0!"},{"$error":"#DIV/0!"},{"$error":"#DIV/0!"},{"$error":"#DIV/0!"},{"$error":"#DIV/0!"},{"$error":"#DIV/0!"},{"$error":"#DIV/0!"},{"$error":"#DIV/0!"},{"$error":"#DIV/0!"},{"$error":"#DIV/0!"},{"$error":"#DIV/0!"},{"$error":"#DIV/0!"},{"$error":"#DIV/0!"},{"$error":"#DIV/0!"},{"$error":"#DIV/0!"},{"$error":"#DIV/0!"},{"$error":"#DIV/0!"},{"$error":"#DIV/0!"},{"$error":"#DIV/0!"},{"$error":"#DIV/0!"},{"$error":"#DIV/0!"},{"$error":"#DIV/0!"},{"$error":"#DIV/0!"},{"$error":"#DIV/0!"},{"$error":"#DIV/0!"},{"$error":"#DIV/0!"},{"$error":"#DIV/0!"},{"$error":"#DIV/0!"},{"$error":"#DIV/0!"},{"$error":"#DIV/0!"},{"$error":"#DIV/0!"},{"$error":"#DIV/0!"},{"$error":"#DIV/0!"},{"$error":"#DIV/0!"},{"$error":"#DIV/0!"},{"$error":"#DIV/0!"},{"$error":"#DIV/0!"},{"$error":"#DIV/0!"},{"$error":"#DIV/0!"},{"$error":"#DIV/0!"},{"$error":"#DIV/0!"},{"$error":"#DIV/0!"},{"$error":"#DIV/0!"},{"$error":"#DIV/0!"},{"$error":"#DIV/0!"},{"$error":"#DIV/0!"},{"$error":"#DIV/0!"},{"$error":"#DIV/0!"},{"$error":"#DIV/0!"},{"$error":"#DIV/0!"},{"$error":"#DIV/0!"},{"$error":"#DIV/0!"},{"$error":"#DIV/0!"},{"$error":"#DIV/0!"},{"$error":"#DIV/0!"},{"$error":"#DIV/0!"},{"$error":"#DIV/0!"},{"$error":"#DIV/0!"},{"$error":"#DIV/0!"},{"$error":"#DIV/0!"},{"$error":"#DIV/0!"},{"$f":"RXR529 + RXR530 - RXR531","v":{"$error":"#DIV/0!"}},{"$error":"#DIV/0!"},{"$error":"#DIV/0!"},{"$error":"#DIV/0!"},{"$error":"#DIV/0!"},{"$error":"#DIV/0!"},{"$error":"#DIV/0!"},{"$error":"#DIV/0!"},{"$error":"#DIV/0!"},{"$error":"#DIV/0!"},{"$error":"#DIV/0!"},{"$error":"#DIV/0!"},{"$error":"#DIV/0!"},{"$error":"#DIV/0!"},{"$error":"#DIV/0!"},{"$error":"#DIV/0!"},{"$error":"#DIV/0!"},{"$error":"#DIV/0!"},{"$error":"#DIV/0!"},{"$error":"#DIV/0!"},{"$error":"#DIV/0!"},{"$error":"#DIV/0!"},{"$error":"#DIV/0!"},{"$error":"#DIV/0!"},{"$error":"#DIV/0!"},{"$error":"#DIV/0!"},{"$error":"#DIV/0!"},{"$error":"#DIV/0!"},{"$error":"#DIV/0!"},{"$error":"#DIV/0!"},{"$error":"#DIV/0!"},{"$error":"#DIV/0!"},{"$error":"#DIV/0!"},{"$error":"#DIV/0!"},{"$error":"#DIV/0!"},{"$error":"#DIV/0!"},{"$error":"#DIV/0!"},{"$error":"#DIV/0!"},{"$error":"#DIV/0!"},{"$error":"#DIV/0!"},{"$error":"#DIV/0!"},{"$error":"#DIV/0!"},{"$error":"#DIV/0!"},{"$error":"#DIV/0!"},{"$error":"#DIV/0!"},{"$error":"#DIV/0!"},{"$error":"#DIV/0!"},{"$error":"#DIV/0!"},{"$error":"#DIV/0!"},{"$error":"#DIV/0!"},{"$error":"#DIV/0!"},{"$error":"#DIV/0!"},{"$error":"#DIV/0!"},{"$error":"#DIV/0!"},{"$error":"#DIV/0!"},{"$error":"#DIV/0!"},{"$error":"#DIV/0!"},{"$error":"#DIV/0!"},{"$error":"#DIV/0!"},{"$error":"#DIV/0!"},{"$error":"#DIV/0!"},{"$error":"#DIV/0!"},{"$error":"#DIV/0!"},{"$error":"#DIV/0!"},{"$f":"SAD529 + SAD530 - SAD531","v":{"$error":"#DIV/0!"}},{"$error":"#DIV/0!"},{"$error":"#DIV/0!"},{"$error":"#DIV/0!"},{"$error":"#DIV/0!"},{"$error":"#DIV/0!"},{"$error":"#DIV/0!"},{"$error":"#DIV/0!"},{"$error":"#DIV/0!"},{"$error":"#DIV/0!"},{"$error":"#DIV/0!"},{"$error":"#DIV/0!"},{"$error":"#DIV/0!"},{"$error":"#DIV/0!"},{"$error":"#DIV/0!"},{"$error":"#DIV/0!"},{"$error":"#DIV/0!"},{"$error":"#DIV/0!"},{"$error":"#DIV/0!"},{"$error":"#DIV/0!"},{"$error":"#DIV/0!"},{"$error":"#DIV/0!"},{"$error":"#DIV/0!"},{"$error":"#DIV/0!"},{"$error":"#DIV/0!"},{"$error":"#DIV/0!"},{"$error":"#DIV/0!"},{"$error":"#DIV/0!"},{"$error":"#DIV/0!"},{"$error":"#DIV/0!"},{"$error":"#DIV/0!"},{"$error":"#DIV/0!"},{"$error":"#DIV/0!"},{"$error":"#DIV/0!"},{"$error":"#DIV/0!"},{"$error":"#DIV/0!"},{"$error":"#DIV/0!"},{"$error":"#DIV/0!"},{"$error":"#DIV/0!"},{"$error":"#DIV/0!"},{"$error":"#DIV/0!"},{"$error":"#DIV/0!"},{"$error":"#DIV/0!"},{"$error":"#DIV/0!"},{"$error":"#DIV/0!"},{"$error":"#DIV/0!"},{"$error":"#DIV/0!"},{"$error":"#DIV/0!"},{"$error":"#DIV/0!"},{"$error":"#DIV/0!"},{"$error":"#DIV/0!"},{"$error":"#DIV/0!"},{"$error":"#DIV/0!"},{"$error":"#DIV/0!"},{"$error":"#DIV/0!"},{"$error":"#DIV/0!"},{"$error":"#DIV/0!"},{"$error":"#DIV/0!"},{"$error":"#DIV/0!"},{"$error":"#DIV/0!"},{"$error":"#DIV/0!"},{"$error":"#DIV/0!"},{"$error":"#DIV/0!"},{"$error":"#DIV/0!"},{"$f":"SCP529 + SCP530 - SCP531","v":{"$error":"#DIV/0!"}},{"$error":"#DIV/0!"},{"$error":"#DIV/0!"},{"$error":"#DIV/0!"},{"$error":"#DIV/0!"},{"$error":"#DIV/0!"},{"$error":"#DIV/0!"},{"$error":"#DIV/0!"},{"$error":"#DIV/0!"},{"$error":"#DIV/0!"},{"$error":"#DIV/0!"},{"$error":"#DIV/0!"},{"$error":"#DIV/0!"},{"$error":"#DIV/0!"},{"$error":"#DIV/0!"},{"$error":"#DIV/0!"},{"$error":"#DIV/0!"},{"$error":"#DIV/0!"},{"$error":"#DIV/0!"},{"$error":"#DIV/0!"},{"$error":"#DIV/0!"},{"$error":"#DIV/0!"},{"$error":"#DIV/0!"},{"$error":"#DIV/0!"},{"$error":"#DIV/0!"},{"$error":"#DIV/0!"},{"$error":"#DIV/0!"},{"$error":"#DIV/0!"},{"$error":"#DIV/0!"},{"$error":"#DIV/0!"},{"$error":"#DIV/0!"},{"$error":"#DIV/0!"},{"$error":"#DIV/0!"},{"$error":"#DIV/0!"},{"$error":"#DIV/0!"},{"$error":"#DIV/0!"},{"$error":"#DIV/0!"},{"$error":"#DIV/0!"},{"$error":"#DIV/0!"},{"$error":"#DIV/0!"},{"$error":"#DIV/0!"},{"$error":"#DIV/0!"},{"$error":"#DIV/0!"},{"$error":"#DIV/0!"},{"$error":"#DIV/0!"},{"$error":"#DIV/0!"},{"$error":"#DIV/0!"},{"$error":"#DIV/0!"},{"$error":"#DIV/0!"},{"$error":"#DIV/0!"},{"$error":"#DIV/0!"},{"$error":"#DIV/0!"},{"$error":"#DIV/0!"},{"$error":"#DIV/0!"},{"$error":"#DIV/0!"},{"$error":"#DIV/0!"},{"$error":"#DIV/0!"},{"$error":"#DIV/0!"},{"$error":"#DIV/0!"},{"$error":"#DIV/0!"},{"$error":"#DIV/0!"},{"$error":"#DIV/0!"},{"$error":"#DIV/0!"},{"$error":"#DIV/0!"},{"$f":"SFB529 + SFB530 - SFB531","v":{"$error":"#DIV/0!"}},{"$error":"#DIV/0!"},{"$error":"#DIV/0!"},{"$error":"#DIV/0!"},{"$error":"#DIV/0!"},{"$error":"#DIV/0!"},{"$error":"#DIV/0!"},{"$error":"#DIV/0!"},{"$error":"#DIV/0!"},{"$error":"#DIV/0!"},{"$error":"#DIV/0!"},{"$error":"#DIV/0!"},{"$error":"#DIV/0!"},{"$error":"#DIV/0!"},{"$error":"#DIV/0!"},{"$error":"#DIV/0!"},{"$error":"#DIV/0!"},{"$error":"#DIV/0!"},{"$error":"#DIV/0!"},{"$error":"#DIV/0!"},{"$error":"#DIV/0!"},{"$error":"#DIV/0!"},{"$error":"#DIV/0!"},{"$error":"#DIV/0!"},{"$error":"#DIV/0!"},{"$error":"#DIV/0!"},{"$error":"#DIV/0!"},{"$error":"#DIV/0!"},{"$error":"#DIV/0!"},{"$error":"#DIV/0!"},{"$error":"#DIV/0!"},{"$error":"#DIV/0!"},{"$error":"#DIV/0!"},{"$error":"#DIV/0!"},{"$error":"#DIV/0!"},{"$error":"#DIV/0!"},{"$error":"#DIV/0!"},{"$error":"#DIV/0!"},{"$error":"#DIV/0!"},{"$error":"#DIV/0!"},{"$error":"#DIV/0!"},{"$error":"#DIV/0!"},{"$error":"#DIV/0!"},{"$error":"#DIV/0!"},{"$error":"#DIV/0!"},{"$error":"#DIV/0!"},{"$error":"#DIV/0!"},{"$error":"#DIV/0!"},{"$error":"#DIV/0!"},{"$error":"#DIV/0!"},{"$error":"#DIV/0!"},{"$error":"#DIV/0!"},{"$error":"#DIV/0!"},{"$error":"#DIV/0!"},{"$error":"#DIV/0!"},{"$error":"#DIV/0!"},{"$error":"#DIV/0!"},{"$error":"#DIV/0!"},{"$error":"#DIV/0!"},{"$error":"#DIV/0!"},{"$error":"#DIV/0!"},{"$error":"#DIV/0!"},{"$error":"#DIV/0!"},{"$error":"#DIV/0!"},{"$f":"SHN529 + SHN530 - SHN531","v":{"$error":"#DIV/0!"}},{"$error":"#DIV/0!"},{"$error":"#DIV/0!"},{"$error":"#DIV/0!"},{"$error":"#DIV/0!"},{"$error":"#DIV/0!"},{"$error":"#DIV/0!"},{"$error":"#DIV/0!"},{"$error":"#DIV/0!"},{"$error":"#DIV/0!"},{"$error":"#DIV/0!"},{"$error":"#DIV/0!"},{"$error":"#DIV/0!"},{"$error":"#DIV/0!"},{"$error":"#DIV/0!"},{"$error":"#DIV/0!"},{"$error":"#DIV/0!"},{"$error":"#DIV/0!"},{"$error":"#DIV/0!"},{"$error":"#DIV/0!"},{"$error":"#DIV/0!"},{"$error":"#DIV/0!"},{"$error":"#DIV/0!"},{"$error":"#DIV/0!"},{"$error":"#DIV/0!"},{"$error":"#DIV/0!"},{"$error":"#DIV/0!"},{"$error":"#DIV/0!"},{"$error":"#DIV/0!"},{"$error":"#DIV/0!"},{"$error":"#DIV/0!"},{"$error":"#DIV/0!"},{"$error":"#DIV/0!"},{"$error":"#DIV/0!"},{"$error":"#DIV/0!"},{"$error":"#DIV/0!"},{"$error":"#DIV/0!"},{"$error":"#DIV/0!"},{"$error":"#DIV/0!"},{"$error":"#DIV/0!"},{"$error":"#DIV/0!"},{"$error":"#DIV/0!"},{"$error":"#DIV/0!"},{"$error":"#DIV/0!"},{"$error":"#DIV/0!"},{"$error":"#DIV/0!"},{"$error":"#DIV/0!"},{"$error":"#DIV/0!"},{"$error":"#DIV/0!"},{"$error":"#DIV/0!"},{"$error":"#DIV/0!"},{"$error":"#DIV/0!"},{"$error":"#DIV/0!"},{"$error":"#DIV/0!"},{"$error":"#DIV/0!"},{"$error":"#DIV/0!"},{"$error":"#DIV/0!"},{"$error":"#DIV/0!"},{"$error":"#DIV/0!"},{"$error":"#DIV/0!"},{"$error":"#DIV/0!"},{"$error":"#DIV/0!"},{"$error":"#DIV/0!"},{"$error":"#DIV/0!"},{"$f":"SJZ529 + SJZ530 - SJZ531","v":{"$error":"#DIV/0!"}},{"$error":"#DIV/0!"},{"$error":"#DIV/0!"},{"$error":"#DIV/0!"},{"$error":"#DIV/0!"},{"$error":"#DIV/0!"},{"$error":"#DIV/0!"},{"$error":"#DIV/0!"},{"$error":"#DIV/0!"},{"$error":"#DIV/0!"},{"$error":"#DIV/0!"},{"$error":"#DIV/0!"},{"$error":"#DIV/0!"},{"$error":"#DIV/0!"},{"$error":"#DIV/0!"},{"$error":"#DIV/0!"},{"$error":"#DIV/0!"},{"$error":"#DIV/0!"},{"$error":"#DIV/0!"},{"$error":"#DIV/0!"},{"$error":"#DIV/0!"},{"$error":"#DIV/0!"},{"$error":"#DIV/0!"},{"$error":"#DIV/0!"},{"$error":"#DIV/0!"},{"$error":"#DIV/0!"},{"$error":"#DIV/0!"},{"$error":"#DIV/0!"},{"$error":"#DIV/0!"},{"$error":"#DIV/0!"},{"$error":"#DIV/0!"},{"$error":"#DIV/0!"},{"$error":"#DIV/0!"},{"$error":"#DIV/0!"},{"$error":"#DIV/0!"},{"$error":"#DIV/0!"},{"$error":"#DIV/0!"},{"$error":"#DIV/0!"},{"$error":"#DIV/0!"},{"$error":"#DIV/0!"},{"$error":"#DIV/0!"},{"$error":"#DIV/0!"},{"$error":"#DIV/0!"},{"$error":"#DIV/0!"},{"$error":"#DIV/0!"},{"$error":"#DIV/0!"},{"$error":"#DIV/0!"},{"$error":"#DIV/0!"},{"$error":"#DIV/0!"},{"$error":"#DIV/0!"},{"$error":"#DIV/0!"},{"$error":"#DIV/0!"},{"$error":"#DIV/0!"},{"$error":"#DIV/0!"},{"$error":"#DIV/0!"},{"$error":"#DIV/0!"},{"$error":"#DIV/0!"},{"$error":"#DIV/0!"},{"$error":"#DIV/0!"},{"$error":"#DIV/0!"},{"$error":"#DIV/0!"},{"$error":"#DIV/0!"},{"$error":"#DIV/0!"},{"$error":"#DIV/0!"},{"$f":"SML529 + SML530 - SML531","v":{"$error":"#DIV/0!"}},{"$error":"#DIV/0!"},{"$error":"#DIV/0!"},{"$error":"#DIV/0!"},{"$error":"#DIV/0!"},{"$error":"#DIV/0!"},{"$error":"#DIV/0!"},{"$error":"#DIV/0!"},{"$error":"#DIV/0!"},{"$error":"#DIV/0!"},{"$error":"#DIV/0!"},{"$error":"#DIV/0!"},{"$error":"#DIV/0!"},{"$error":"#DIV/0!"},{"$error":"#DIV/0!"},{"$error":"#DIV/0!"},{"$error":"#DIV/0!"},{"$error":"#DIV/0!"},{"$error":"#DIV/0!"},{"$error":"#DIV/0!"},{"$error":"#DIV/0!"},{"$error":"#DIV/0!"},{"$error":"#DIV/0!"},{"$error":"#DIV/0!"},{"$error":"#DIV/0!"},{"$error":"#DIV/0!"},{"$error":"#DIV/0!"},{"$error":"#DIV/0!"},{"$error":"#DIV/0!"},{"$error":"#DIV/0!"},{"$error":"#DIV/0!"},{"$error":"#DIV/0!"},{"$error":"#DIV/0!"},{"$error":"#DIV/0!"},{"$error":"#DIV/0!"},{"$error":"#DIV/0!"},{"$error":"#DIV/0!"},{"$error":"#DIV/0!"},{"$error":"#DIV/0!"},{"$error":"#DIV/0!"},{"$error":"#DIV/0!"},{"$error":"#DIV/0!"},{"$error":"#DIV/0!"},{"$error":"#DIV/0!"},{"$error":"#DIV/0!"},{"$error":"#DIV/0!"},{"$error":"#DIV/0!"},{"$error":"#DIV/0!"},{"$error":"#DIV/0!"},{"$error":"#DIV/0!"},{"$error":"#DIV/0!"},{"$error":"#DIV/0!"},{"$error":"#DIV/0!"},{"$error":"#DIV/0!"},{"$error":"#DIV/0!"},{"$error":"#DIV/0!"},{"$error":"#DIV/0!"},{"$error":"#DIV/0!"},{"$error":"#DIV/0!"},{"$error":"#DIV/0!"},{"$error":"#DIV/0!"},{"$error":"#DIV/0!"},{"$error":"#DIV/0!"},{"$error":"#DIV/0!"},{"$f":"SOX529 + SOX530 - SOX531","v":{"$error":"#DIV/0!"}},{"$error":"#DIV/0!"},{"$error":"#DIV/0!"},{"$error":"#DIV/0!"},{"$error":"#DIV/0!"},{"$error":"#DIV/0!"},{"$error":"#DIV/0!"},{"$error":"#DIV/0!"},{"$error":"#DIV/0!"},{"$error":"#DIV/0!"},{"$error":"#DIV/0!"},{"$error":"#DIV/0!"},{"$error":"#DIV/0!"},{"$error":"#DIV/0!"},{"$error":"#DIV/0!"},{"$error":"#DIV/0!"},{"$error":"#DIV/0!"},{"$error":"#DIV/0!"},{"$error":"#DIV/0!"},{"$error":"#DIV/0!"},{"$error":"#DIV/0!"},{"$error":"#DIV/0!"},{"$error":"#DIV/0!"},{"$error":"#DIV/0!"},{"$error":"#DIV/0!"},{"$error":"#DIV/0!"},{"$error":"#DIV/0!"},{"$error":"#DIV/0!"},{"$error":"#DIV/0!"},{"$error":"#DIV/0!"},{"$error":"#DIV/0!"},{"$error":"#DIV/0!"},{"$error":"#DIV/0!"},{"$error":"#DIV/0!"},{"$error":"#DIV/0!"},{"$error":"#DIV/0!"},{"$error":"#DIV/0!"},{"$error":"#DIV/0!"},{"$error":"#DIV/0!"},{"$error":"#DIV/0!"},{"$error":"#DIV/0!"},{"$error":"#DIV/0!"},{"$error":"#DIV/0!"},{"$error":"#DIV/0!"},{"$error":"#DIV/0!"},{"$error":"#DIV/0!"},{"$error":"#DIV/0!"},{"$error":"#DIV/0!"},{"$error":"#DIV/0!"},{"$error":"#DIV/0!"},{"$error":"#DIV/0!"},{"$error":"#DIV/0!"},{"$error":"#DIV/0!"},{"$error":"#DIV/0!"},{"$error":"#DIV/0!"},{"$error":"#DIV/0!"},{"$error":"#DIV/0!"},{"$error":"#DIV/0!"},{"$error":"#DIV/0!"},{"$error":"#DIV/0!"},{"$error":"#DIV/0!"},{"$error":"#DIV/0!"},{"$error":"#DIV/0!"},{"$error":"#DIV/0!"},{"$f":"SRJ529 + SRJ530 - SRJ531","v":{"$error":"#DIV/0!"}},{"$error":"#DIV/0!"},{"$error":"#DIV/0!"},{"$error":"#DIV/0!"},{"$error":"#DIV/0!"},{"$error":"#DIV/0!"},{"$error":"#DIV/0!"},{"$error":"#DIV/0!"},{"$error":"#DIV/0!"},{"$error":"#DIV/0!"},{"$error":"#DIV/0!"},{"$error":"#DIV/0!"},{"$error":"#DIV/0!"},{"$error":"#DIV/0!"},{"$error":"#DIV/0!"},{"$error":"#DIV/0!"},{"$error":"#DIV/0!"},{"$error":"#DIV/0!"},{"$error":"#DIV/0!"},{"$error":"#DIV/0!"},{"$error":"#DIV/0!"},{"$error":"#DIV/0!"},{"$error":"#DIV/0!"},{"$error":"#DIV/0!"},{"$error":"#DIV/0!"},{"$error":"#DIV/0!"},{"$error":"#DIV/0!"},{"$error":"#DIV/0!"},{"$error":"#DIV/0!"},{"$error":"#DIV/0!"},{"$error":"#DIV/0!"},{"$error":"#DIV/0!"},{"$error":"#DIV/0!"},{"$error":"#DIV/0!"},{"$error":"#DIV/0!"},{"$error":"#DIV/0!"},{"$error":"#DIV/0!"},{"$error":"#DIV/0!"},{"$error":"#DIV/0!"},{"$error":"#DIV/0!"},{"$error":"#DIV/0!"},{"$error":"#DIV/0!"},{"$error":"#DIV/0!"},{"$error":"#DIV/0!"},{"$error":"#DIV/0!"},{"$error":"#DIV/0!"},{"$error":"#DIV/0!"},{"$error":"#DIV/0!"},{"$error":"#DIV/0!"},{"$error":"#DIV/0!"},{"$error":"#DIV/0!"},{"$error":"#DIV/0!"},{"$error":"#DIV/0!"},{"$error":"#DIV/0!"},{"$error":"#DIV/0!"},{"$error":"#DIV/0!"},{"$error":"#DIV/0!"},{"$error":"#DIV/0!"},{"$error":"#DIV/0!"},{"$error":"#DIV/0!"},{"$error":"#DIV/0!"},{"$error":"#DIV/0!"},{"$error":"#DIV/0!"},{"$error":"#DIV/0!"},{"$f":"STV529 + STV530 - STV531","v":{"$error":"#DIV/0!"}},{"$error":"#DIV/0!"},{"$error":"#DIV/0!"},{"$error":"#DIV/0!"},{"$error":"#DIV/0!"},{"$error":"#DIV/0!"},{"$error":"#DIV/0!"},{"$error":"#DIV/0!"},{"$error":"#DIV/0!"},{"$error":"#DIV/0!"},{"$error":"#DIV/0!"},{"$error":"#DIV/0!"},{"$error":"#DIV/0!"},{"$error":"#DIV/0!"},{"$error":"#DIV/0!"},{"$error":"#DIV/0!"},{"$error":"#DIV/0!"},{"$error":"#DIV/0!"},{"$error":"#DIV/0!"},{"$error":"#DIV/0!"},{"$error":"#DIV/0!"},{"$error":"#DIV/0!"},{"$error":"#DIV/0!"},{"$error":"#DIV/0!"},{"$error":"#DIV/0!"},{"$error":"#DIV/0!"},{"$error":"#DIV/0!"},{"$error":"#DIV/0!"},{"$error":"#DIV/0!"},{"$error":"#DIV/0!"},{"$error":"#DIV/0!"},{"$error":"#DIV/0!"},{"$error":"#DIV/0!"},{"$error":"#DIV/0!"},{"$error":"#DIV/0!"},{"$error":"#DIV/0!"},{"$error":"#DIV/0!"},{"$error":"#DIV/0!"},{"$error":"#DIV/0!"},{"$error":"#DIV/0!"},{"$error":"#DIV/0!"},{"$error":"#DIV/0!"},{"$error":"#DIV/0!"},{"$error":"#DIV/0!"},{"$error":"#DIV/0!"},{"$error":"#DIV/0!"},{"$error":"#DIV/0!"},{"$error":"#DIV/0!"},{"$error":"#DIV/0!"},{"$error":"#DIV/0!"},{"$error":"#DIV/0!"},{"$error":"#DIV/0!"},{"$error":"#DIV/0!"},{"$error":"#DIV/0!"},{"$error":"#DIV/0!"},{"$error":"#DIV/0!"},{"$error":"#DIV/0!"},{"$error":"#DIV/0!"},{"$error":"#DIV/0!"},{"$error":"#DIV/0!"},{"$error":"#DIV/0!"},{"$error":"#DIV/0!"},{"$error":"#DIV/0!"},{"$error":"#DIV/0!"},{"$f":"SWH529 + SWH530 - SWH531","v":{"$error":"#DIV/0!"}},{"$error":"#DIV/0!"},{"$error":"#DIV/0!"},{"$error":"#DIV/0!"},{"$error":"#DIV/0!"},{"$error":"#DIV/0!"},{"$error":"#DIV/0!"},{"$error":"#DIV/0!"},{"$error":"#DIV/0!"},{"$error":"#DIV/0!"},{"$error":"#DIV/0!"},{"$error":"#DIV/0!"},{"$error":"#DIV/0!"},{"$error":"#DIV/0!"},{"$error":"#DIV/0!"},{"$error":"#DIV/0!"},{"$error":"#DIV/0!"},{"$error":"#DIV/0!"},{"$error":"#DIV/0!"},{"$error":"#DIV/0!"},{"$error":"#DIV/0!"},{"$error":"#DIV/0!"},{"$error":"#DIV/0!"},{"$error":"#DIV/0!"},{"$error":"#DIV/0!"},{"$error":"#DIV/0!"},{"$error":"#DIV/0!"},{"$error":"#DIV/0!"},{"$error":"#DIV/0!"},{"$error":"#DIV/0!"},{"$error":"#DIV/0!"},{"$error":"#DIV/0!"},{"$error":"#DIV/0!"},{"$error":"#DIV/0!"},{"$error":"#DIV/0!"},{"$error":"#DIV/0!"},{"$error":"#DIV/0!"},{"$error":"#DIV/0!"},{"$error":"#DIV/0!"},{"$error":"#DIV/0!"},{"$error":"#DIV/0!"},{"$error":"#DIV/0!"},{"$error":"#DIV/0!"},{"$error":"#DIV/0!"},{"$error":"#DIV/0!"},{"$error":"#DIV/0!"},{"$error":"#DIV/0!"},{"$error":"#DIV/0!"},{"$error":"#DIV/0!"},{"$error":"#DIV/0!"},{"$error":"#DIV/0!"},{"$error":"#DIV/0!"},{"$error":"#DIV/0!"},{"$error":"#DIV/0!"},{"$error":"#DIV/0!"},{"$error":"#DIV/0!"},{"$error":"#DIV/0!"},{"$error":"#DIV/0!"},{"$error":"#DIV/0!"},{"$error":"#DIV/0!"},{"$error":"#DIV/0!"},{"$error":"#DIV/0!"},{"$error":"#DIV/0!"},{"$error":"#DIV/0!"},{"$f":"SYT529 + SYT530 - SYT531","v":{"$error":"#DIV/0!"}},{"$error":"#DIV/0!"},{"$error":"#DIV/0!"},{"$error":"#DIV/0!"},{"$error":"#DIV/0!"},{"$error":"#DIV/0!"},{"$error":"#DIV/0!"},{"$error":"#DIV/0!"},{"$error":"#DIV/0!"},{"$error":"#DIV/0!"},{"$error":"#DIV/0!"},{"$error":"#DIV/0!"},{"$error":"#DIV/0!"},{"$error":"#DIV/0!"},{"$error":"#DIV/0!"},{"$error":"#DIV/0!"},{"$error":"#DIV/0!"},{"$error":"#DIV/0!"},{"$error":"#DIV/0!"},{"$error":"#DIV/0!"},{"$error":"#DIV/0!"},{"$error":"#DIV/0!"},{"$error":"#DIV/0!"},{"$error":"#DIV/0!"},{"$error":"#DIV/0!"},{"$error":"#DIV/0!"},{"$error":"#DIV/0!"},{"$error":"#DIV/0!"},{"$error":"#DIV/0!"},{"$error":"#DIV/0!"},{"$error":"#DIV/0!"},{"$error":"#DIV/0!"},{"$error":"#DIV/0!"},{"$error":"#DIV/0!"},{"$error":"#DIV/0!"},{"$error":"#DIV/0!"},{"$error":"#DIV/0!"},{"$error":"#DIV/0!"},{"$error":"#DIV/0!"},{"$error":"#DIV/0!"},{"$error":"#DIV/0!"},{"$error":"#DIV/0!"},{"$error":"#DIV/0!"},{"$error":"#DIV/0!"},{"$error":"#DIV/0!"},{"$error":"#DIV/0!"},{"$error":"#DIV/0!"},{"$error":"#DIV/0!"},{"$error":"#DIV/0!"},{"$error":"#DIV/0!"},{"$error":"#DIV/0!"},{"$error":"#DIV/0!"},{"$error":"#DIV/0!"},{"$error":"#DIV/0!"},{"$error":"#DIV/0!"},{"$error":"#DIV/0!"},{"$error":"#DIV/0!"},{"$error":"#DIV/0!"},{"$error":"#DIV/0!"},{"$error":"#DIV/0!"},{"$error":"#DIV/0!"},{"$error":"#DIV/0!"},{"$error":"#DIV/0!"},{"$error":"#DIV/0!"},{"$f":"TBF529 + TBF530 - TBF531","v":{"$error":"#DIV/0!"}},{"$error":"#DIV/0!"},{"$error":"#DIV/0!"},{"$error":"#DIV/0!"},{"$error":"#DIV/0!"},{"$error":"#DIV/0!"},{"$error":"#DIV/0!"},{"$error":"#DIV/0!"},{"$error":"#DIV/0!"},{"$error":"#DIV/0!"},{"$error":"#DIV/0!"},{"$error":"#DIV/0!"},{"$error":"#DIV/0!"},{"$error":"#DIV/0!"},{"$error":"#DIV/0!"},{"$error":"#DIV/0!"},{"$error":"#DIV/0!"},{"$error":"#DIV/0!"},{"$error":"#DIV/0!"},{"$error":"#DIV/0!"},{"$error":"#DIV/0!"},{"$error":"#DIV/0!"},{"$error":"#DIV/0!"},{"$error":"#DIV/0!"},{"$error":"#DIV/0!"},{"$error":"#DIV/0!"},{"$error":"#DIV/0!"},{"$error":"#DIV/0!"},{"$error":"#DIV/0!"},{"$error":"#DIV/0!"},{"$error":"#DIV/0!"},{"$error":"#DIV/0!"},{"$error":"#DIV/0!"},{"$error":"#DIV/0!"},{"$error":"#DIV/0!"},{"$error":"#DIV/0!"},{"$error":"#DIV/0!"},{"$error":"#DIV/0!"},{"$error":"#DIV/0!"},{"$error":"#DIV/0!"},{"$error":"#DIV/0!"},{"$error":"#DIV/0!"},{"$error":"#DIV/0!"},{"$error":"#DIV/0!"},{"$error":"#DIV/0!"},{"$error":"#DIV/0!"},{"$error":"#DIV/0!"},{"$error":"#DIV/0!"},{"$error":"#DIV/0!"},{"$error":"#DIV/0!"},{"$error":"#DIV/0!"},{"$error":"#DIV/0!"},{"$error":"#DIV/0!"},{"$error":"#DIV/0!"},{"$error":"#DIV/0!"},{"$error":"#DIV/0!"},{"$error":"#DIV/0!"},{"$error":"#DIV/0!"},{"$error":"#DIV/0!"},{"$error":"#DIV/0!"},{"$error":"#DIV/0!"},{"$error":"#DIV/0!"},{"$error":"#DIV/0!"},{"$error":"#DIV/0!"},{"$f":"TDR529 + TDR530 - TDR531","v":{"$error":"#DIV/0!"}},{"$error":"#DIV/0!"},{"$error":"#DIV/0!"},{"$error":"#DIV/0!"},{"$error":"#DIV/0!"},{"$error":"#DIV/0!"},{"$error":"#DIV/0!"},{"$error":"#DIV/0!"},{"$error":"#DIV/0!"},{"$error":"#DIV/0!"},{"$error":"#DIV/0!"},{"$error":"#DIV/0!"},{"$error":"#DIV/0!"},{"$error":"#DIV/0!"},{"$error":"#DIV/0!"},{"$error":"#DIV/0!"},{"$error":"#DIV/0!"},{"$error":"#DIV/0!"},{"$error":"#DIV/0!"},{"$error":"#DIV/0!"},{"$error":"#DIV/0!"},{"$error":"#DIV/0!"},{"$error":"#DIV/0!"},{"$error":"#DIV/0!"},{"$error":"#DIV/0!"},{"$error":"#DIV/0!"},{"$error":"#DIV/0!"},{"$error":"#DIV/0!"},{"$error":"#DIV/0!"},{"$error":"#DIV/0!"},{"$error":"#DIV/0!"},{"$error":"#DIV/0!"},{"$error":"#DIV/0!"},{"$error":"#DIV/0!"},{"$error":"#DIV/0!"},{"$error":"#DIV/0!"},{"$error":"#DIV/0!"},{"$error":"#DIV/0!"},{"$error":"#DIV/0!"},{"$error":"#DIV/0!"},{"$error":"#DIV/0!"},{"$error":"#DIV/0!"},{"$error":"#DIV/0!"},{"$error":"#DIV/0!"},{"$error":"#DIV/0!"},{"$error":"#DIV/0!"},{"$error":"#DIV/0!"},{"$error":"#DIV/0!"},{"$error":"#DIV/0!"},{"$error":"#DIV/0!"},{"$error":"#DIV/0!"},{"$error":"#DIV/0!"},{"$error":"#DIV/0!"},{"$error":"#DIV/0!"},{"$error":"#DIV/0!"},{"$error":"#DIV/0!"},{"$error":"#DIV/0!"},{"$error":"#DIV/0!"},{"$error":"#DIV/0!"},{"$error":"#DIV/0!"},{"$error":"#DIV/0!"},{"$error":"#DIV/0!"},{"$error":"#DIV/0!"},{"$error":"#DIV/0!"},{"$f":"TGD529 + TGD530 - TGD531","v":{"$error":"#DIV/0!"}},{"$error":"#DIV/0!"},{"$error":"#DIV/0!"},{"$error":"#DIV/0!"},{"$error":"#DIV/0!"},{"$error":"#DIV/0!"},{"$error":"#DIV/0!"},{"$error":"#DIV/0!"},{"$error":"#DIV/0!"},{"$error":"#DIV/0!"},{"$error":"#DIV/0!"},{"$error":"#DIV/0!"},{"$error":"#DIV/0!"},{"$error":"#DIV/0!"},{"$error":"#DIV/0!"},{"$error":"#DIV/0!"},{"$error":"#DIV/0!"},{"$error":"#DIV/0!"},{"$error":"#DIV/0!"},{"$error":"#DIV/0!"},{"$error":"#DIV/0!"},{"$error":"#DIV/0!"},{"$error":"#DIV/0!"},{"$error":"#DIV/0!"},{"$error":"#DIV/0!"},{"$error":"#DIV/0!"},{"$error":"#DIV/0!"},{"$error":"#DIV/0!"},{"$error":"#DIV/0!"},{"$error":"#DIV/0!"},{"$error":"#DIV/0!"},{"$error":"#DIV/0!"},{"$error":"#DIV/0!"},{"$error":"#DIV/0!"},{"$error":"#DIV/0!"},{"$error":"#DIV/0!"},{"$error":"#DIV/0!"},{"$error":"#DIV/0!"},{"$error":"#DIV/0!"},{"$error":"#DIV/0!"},{"$error":"#DIV/0!"},{"$error":"#DIV/0!"},{"$error":"#DIV/0!"},{"$error":"#DIV/0!"},{"$error":"#DIV/0!"},{"$error":"#DIV/0!"},{"$error":"#DIV/0!"},{"$error":"#DIV/0!"},{"$error":"#DIV/0!"},{"$error":"#DIV/0!"},{"$error":"#DIV/0!"},{"$error":"#DIV/0!"},{"$error":"#DIV/0!"},{"$error":"#DIV/0!"},{"$error":"#DIV/0!"},{"$error":"#DIV/0!"},{"$error":"#DIV/0!"},{"$error":"#DIV/0!"},{"$error":"#DIV/0!"},{"$error":"#DIV/0!"},{"$error":"#DIV/0!"},{"$error":"#DIV/0!"},{"$error":"#DIV/0!"},{"$error":"#DIV/0!"},{"$f":"TIP529 + TIP530 - TIP531","v":{"$error":"#DIV/0!"}},{"$error":"#DIV/0!"},{"$error":"#DIV/0!"},{"$error":"#DIV/0!"},{"$error":"#DIV/0!"},{"$error":"#DIV/0!"},{"$error":"#DIV/0!"},{"$error":"#DIV/0!"},{"$error":"#DIV/0!"},{"$error":"#DIV/0!"},{"$error":"#DIV/0!"},{"$error":"#DIV/0!"},{"$error":"#DIV/0!"},{"$error":"#DIV/0!"},{"$error":"#DIV/0!"},{"$error":"#DIV/0!"},{"$error":"#DIV/0!"},{"$error":"#DIV/0!"},{"$error":"#DIV/0!"},{"$error":"#DIV/0!"},{"$error":"#DIV/0!"},{"$error":"#DIV/0!"},{"$error":"#DIV/0!"},{"$error":"#DIV/0!"},{"$error":"#DIV/0!"},{"$error":"#DIV/0!"},{"$error":"#DIV/0!"},{"$error":"#DIV/0!"},{"$error":"#DIV/0!"},{"$error":"#DIV/0!"},{"$error":"#DIV/0!"},{"$error":"#DIV/0!"},{"$error":"#DIV/0!"},{"$error":"#DIV/0!"},{"$error":"#DIV/0!"},{"$error":"#DIV/0!"},{"$error":"#DIV/0!"},{"$error":"#DIV/0!"},{"$error":"#DIV/0!"},{"$error":"#DIV/0!"},{"$error":"#DIV/0!"},{"$error":"#DIV/0!"},{"$error":"#DIV/0!"},{"$error":"#DIV/0!"},{"$error":"#DIV/0!"},{"$error":"#DIV/0!"},{"$error":"#DIV/0!"},{"$error":"#DIV/0!"},{"$error":"#DIV/0!"},{"$error":"#DIV/0!"},{"$error":"#DIV/0!"},{"$error":"#DIV/0!"},{"$error":"#DIV/0!"},{"$error":"#DIV/0!"},{"$error":"#DIV/0!"},{"$error":"#DIV/0!"},{"$error":"#DIV/0!"},{"$error":"#DIV/0!"},{"$error":"#DIV/0!"},{"$error":"#DIV/0!"},{"$error":"#DIV/0!"},{"$error":"#DIV/0!"},{"$error":"#DIV/0!"},{"$error":"#DIV/0!"},{"$f":"TLB529 + TLB530 - TLB531","v":{"$error":"#DIV/0!"}},{"$error":"#DIV/0!"},{"$error":"#DIV/0!"},{"$error":"#DIV/0!"},{"$error":"#DIV/0!"},{"$error":"#DIV/0!"},{"$error":"#DIV/0!"},{"$error":"#DIV/0!"},{"$error":"#DIV/0!"},{"$error":"#DIV/0!"},{"$error":"#DIV/0!"},{"$error":"#DIV/0!"},{"$error":"#DIV/0!"},{"$error":"#DIV/0!"},{"$error":"#DIV/0!"},{"$error":"#DIV/0!"},{"$error":"#DIV/0!"},{"$error":"#DIV/0!"},{"$error":"#DIV/0!"},{"$error":"#DIV/0!"},{"$error":"#DIV/0!"},{"$error":"#DIV/0!"},{"$error":"#DIV/0!"},{"$error":"#DIV/0!"},{"$error":"#DIV/0!"},{"$error":"#DIV/0!"},{"$error":"#DIV/0!"},{"$error":"#DIV/0!"},{"$error":"#DIV/0!"},{"$error":"#DIV/0!"},{"$error":"#DIV/0!"},{"$error":"#DIV/0!"},{"$error":"#DIV/0!"},{"$error":"#DIV/0!"},{"$error":"#DIV/0!"},{"$error":"#DIV/0!"},{"$error":"#DIV/0!"},{"$error":"#DIV/0!"},{"$error":"#DIV/0!"},{"$error":"#DIV/0!"},{"$error":"#DIV/0!"},{"$error":"#DIV/0!"},{"$error":"#DIV/0!"},{"$error":"#DIV/0!"},{"$error":"#DIV/0!"},{"$error":"#DIV/0!"},{"$error":"#DIV/0!"},{"$error":"#DIV/0!"},{"$error":"#DIV/0!"},{"$error":"#DIV/0!"},{"$error":"#DIV/0!"},{"$error":"#DIV/0!"},{"$error":"#DIV/0!"},{"$error":"#DIV/0!"},{"$error":"#DIV/0!"},{"$error":"#DIV/0!"},{"$error":"#DIV/0!"},{"$error":"#DIV/0!"},{"$error":"#DIV/0!"},{"$error":"#DIV/0!"},{"$error":"#DIV/0!"},{"$error":"#DIV/0!"},{"$error":"#DIV/0!"},{"$error":"#DIV/0!"},{"$f":"TNN529 + TNN530 - TNN531","v":{"$error":"#DIV/0!"}},{"$error":"#DIV/0!"},{"$error":"#DIV/0!"},{"$error":"#DIV/0!"},{"$error":"#DIV/0!"},{"$error":"#DIV/0!"},{"$error":"#DIV/0!"},{"$error":"#DIV/0!"},{"$error":"#DIV/0!"},{"$error":"#DIV/0!"},{"$error":"#DIV/0!"},{"$error":"#DIV/0!"},{"$error":"#DIV/0!"},{"$error":"#DIV/0!"},{"$error":"#DIV/0!"},{"$error":"#DIV/0!"},{"$error":"#DIV/0!"},{"$error":"#DIV/0!"},{"$error":"#DIV/0!"},{"$error":"#DIV/0!"},{"$error":"#DIV/0!"},{"$error":"#DIV/0!"},{"$error":"#DIV/0!"},{"$error":"#DIV/0!"},{"$error":"#DIV/0!"},{"$error":"#DIV/0!"},{"$error":"#DIV/0!"},{"$error":"#DIV/0!"},{"$error":"#DIV/0!"},{"$error":"#DIV/0!"},{"$error":"#DIV/0!"},{"$error":"#DIV/0!"},{"$error":"#DIV/0!"},{"$error":"#DIV/0!"},{"$error":"#DIV/0!"},{"$error":"#DIV/0!"},{"$error":"#DIV/0!"},{"$error":"#DIV/0!"},{"$error":"#DIV/0!"},{"$error":"#DIV/0!"},{"$error":"#DIV/0!"},{"$error":"#DIV/0!"},{"$error":"#DIV/0!"},{"$error":"#DIV/0!"},{"$error":"#DIV/0!"},{"$error":"#DIV/0!"},{"$error":"#DIV/0!"},{"$error":"#DIV/0!"},{"$error":"#DIV/0!"},{"$error":"#DIV/0!"},{"$error":"#DIV/0!"},{"$error":"#DIV/0!"},{"$error":"#DIV/0!"},{"$error":"#DIV/0!"},{"$error":"#DIV/0!"},{"$error":"#DIV/0!"},{"$error":"#DIV/0!"},{"$error":"#DIV/0!"},{"$error":"#DIV/0!"},{"$error":"#DIV/0!"},{"$error":"#DIV/0!"},{"$error":"#DIV/0!"},{"$error":"#DIV/0!"},{"$error":"#DIV/0!"},{"$f":"TPZ529 + TPZ530 - TPZ531","v":{"$error":"#DIV/0!"}},{"$error":"#DIV/0!"},{"$error":"#DIV/0!"},{"$error":"#DIV/0!"},{"$error":"#DIV/0!"},{"$error":"#DIV/0!"},{"$error":"#DIV/0!"},{"$error":"#DIV/0!"},{"$error":"#DIV/0!"},{"$error":"#DIV/0!"},{"$error":"#DIV/0!"},{"$error":"#DIV/0!"},{"$error":"#DIV/0!"},{"$error":"#DIV/0!"},{"$error":"#DIV/0!"},{"$error":"#DIV/0!"},{"$error":"#DIV/0!"},{"$error":"#DIV/0!"},{"$error":"#DIV/0!"},{"$error":"#DIV/0!"},{"$error":"#DIV/0!"},{"$error":"#DIV/0!"},{"$error":"#DIV/0!"},{"$error":"#DIV/0!"},{"$error":"#DIV/0!"},{"$error":"#DIV/0!"},{"$error":"#DIV/0!"},{"$error":"#DIV/0!"},{"$error":"#DIV/0!"},{"$error":"#DIV/0!"},{"$error":"#DIV/0!"},{"$error":"#DIV/0!"},{"$error":"#DIV/0!"},{"$error":"#DIV/0!"},{"$error":"#DIV/0!"},{"$error":"#DIV/0!"},{"$error":"#DIV/0!"},{"$error":"#DIV/0!"},{"$error":"#DIV/0!"},{"$error":"#DIV/0!"},{"$error":"#DIV/0!"},{"$error":"#DIV/0!"},{"$error":"#DIV/0!"},{"$error":"#DIV/0!"},{"$error":"#DIV/0!"},{"$error":"#DIV/0!"},{"$error":"#DIV/0!"},{"$error":"#DIV/0!"},{"$error":"#DIV/0!"},{"$error":"#DIV/0!"},{"$error":"#DIV/0!"},{"$error":"#DIV/0!"},{"$error":"#DIV/0!"},{"$error":"#DIV/0!"},{"$error":"#DIV/0!"},{"$error":"#DIV/0!"},{"$error":"#DIV/0!"},{"$error":"#DIV/0!"},{"$error":"#DIV/0!"},{"$error":"#DIV/0!"},{"$error":"#DIV/0!"},{"$error":"#DIV/0!"},{"$error":"#DIV/0!"},{"$error":"#DIV/0!"},{"$f":"TSL529 + TSL530 - TSL531","v":{"$error":"#DIV/0!"}},{"$error":"#DIV/0!"},{"$error":"#DIV/0!"},{"$error":"#DIV/0!"},{"$error":"#DIV/0!"},{"$error":"#DIV/0!"},{"$error":"#DIV/0!"},{"$error":"#DIV/0!"},{"$error":"#DIV/0!"},{"$error":"#DIV/0!"},{"$error":"#DIV/0!"},{"$error":"#DIV/0!"},{"$error":"#DIV/0!"},{"$error":"#DIV/0!"},{"$error":"#DIV/0!"},{"$error":"#DIV/0!"},{"$error":"#DIV/0!"},{"$error":"#DIV/0!"},{"$error":"#DIV/0!"},{"$error":"#DIV/0!"},{"$error":"#DIV/0!"},{"$error":"#DIV/0!"},{"$error":"#DIV/0!"},{"$error":"#DIV/0!"},{"$error":"#DIV/0!"},{"$error":"#DIV/0!"},{"$error":"#DIV/0!"},{"$error":"#DIV/0!"},{"$error":"#DIV/0!"},{"$error":"#DIV/0!"},{"$error":"#DIV/0!"},{"$error":"#DIV/0!"},{"$error":"#DIV/0!"},{"$error":"#DIV/0!"},{"$error":"#DIV/0!"},{"$error":"#DIV/0!"},{"$error":"#DIV/0!"},{"$error":"#DIV/0!"},{"$error":"#DIV/0!"},{"$error":"#DIV/0!"},{"$error":"#DIV/0!"},{"$error":"#DIV/0!"},{"$error":"#DIV/0!"},{"$error":"#DIV/0!"},{"$error":"#DIV/0!"},{"$error":"#DIV/0!"},{"$error":"#DIV/0!"},{"$error":"#DIV/0!"},{"$error":"#DIV/0!"},{"$error":"#DIV/0!"},{"$error":"#DIV/0!"},{"$error":"#DIV/0!"},{"$error":"#DIV/0!"},{"$error":"#DIV/0!"},{"$error":"#DIV/0!"},{"$error":"#DIV/0!"},{"$error":"#DIV/0!"},{"$error":"#DIV/0!"},{"$error":"#DIV/0!"},{"$error":"#DIV/0!"},{"$error":"#DIV/0!"},{"$error":"#DIV/0!"},{"$error":"#DIV/0!"},{"$error":"#DIV/0!"},{"$f":"TUX529 + TUX530 - TUX531","v":{"$error":"#DIV/0!"}},{"$error":"#DIV/0!"},{"$error":"#DIV/0!"},{"$error":"#DIV/0!"},{"$error":"#DIV/0!"},{"$error":"#DIV/0!"},{"$error":"#DIV/0!"},{"$error":"#DIV/0!"},{"$error":"#DIV/0!"},{"$error":"#DIV/0!"},{"$error":"#DIV/0!"},{"$error":"#DIV/0!"},{"$error":"#DIV/0!"},{"$error":"#DIV/0!"},{"$error":"#DIV/0!"},{"$error":"#DIV/0!"},{"$error":"#DIV/0!"},{"$error":"#DIV/0!"},{"$error":"#DIV/0!"},{"$error":"#DIV/0!"},{"$error":"#DIV/0!"},{"$error":"#DIV/0!"},{"$error":"#DIV/0!"},{"$error":"#DIV/0!"},{"$error":"#DIV/0!"},{"$error":"#DIV/0!"},{"$error":"#DIV/0!"},{"$error":"#DIV/0!"},{"$error":"#DIV/0!"},{"$error":"#DIV/0!"},{"$error":"#DIV/0!"},{"$error":"#DIV/0!"},{"$error":"#DIV/0!"},{"$error":"#DIV/0!"},{"$error":"#DIV/0!"},{"$error":"#DIV/0!"},{"$error":"#DIV/0!"},{"$error":"#DIV/0!"},{"$error":"#DIV/0!"},{"$error":"#DIV/0!"},{"$error":"#DIV/0!"},{"$error":"#DIV/0!"},{"$error":"#DIV/0!"},{"$error":"#DIV/0!"},{"$error":"#DIV/0!"},{"$error":"#DIV/0!"},{"$error":"#DIV/0!"},{"$error":"#DIV/0!"},{"$error":"#DIV/0!"},{"$error":"#DIV/0!"},{"$error":"#DIV/0!"},{"$error":"#DIV/0!"},{"$error":"#DIV/0!"},{"$error":"#DIV/0!"},{"$error":"#DIV/0!"},{"$error":"#DIV/0!"},{"$error":"#DIV/0!"},{"$error":"#DIV/0!"},{"$error":"#DIV/0!"},{"$error":"#DIV/0!"},{"$error":"#DIV/0!"},{"$error":"#DIV/0!"},{"$error":"#DIV/0!"},{"$error":"#DIV/0!"},{"$f":"TXJ529 + TXJ530 - TXJ531","v":{"$error":"#DIV/0!"}},{"$error":"#DIV/0!"},{"$error":"#DIV/0!"},{"$error":"#DIV/0!"},{"$error":"#DIV/0!"},{"$error":"#DIV/0!"},{"$error":"#DIV/0!"},{"$error":"#DIV/0!"},{"$error":"#DIV/0!"},{"$error":"#DIV/0!"},{"$error":"#DIV/0!"},{"$error":"#DIV/0!"},{"$error":"#DIV/0!"},{"$error":"#DIV/0!"},{"$error":"#DIV/0!"},{"$error":"#DIV/0!"},{"$error":"#DIV/0!"},{"$error":"#DIV/0!"},{"$error":"#DIV/0!"},{"$error":"#DIV/0!"},{"$error":"#DIV/0!"},{"$error":"#DIV/0!"},{"$error":"#DIV/0!"},{"$error":"#DIV/0!"},{"$error":"#DIV/0!"},{"$error":"#DIV/0!"},{"$error":"#DIV/0!"},{"$error":"#DIV/0!"},{"$error":"#DIV/0!"},{"$error":"#DIV/0!"},{"$error":"#DIV/0!"},{"$error":"#DIV/0!"},{"$error":"#DIV/0!"},{"$error":"#DIV/0!"},{"$error":"#DIV/0!"},{"$error":"#DIV/0!"},{"$error":"#DIV/0!"},{"$error":"#DIV/0!"},{"$error":"#DIV/0!"},{"$error":"#DIV/0!"},{"$error":"#DIV/0!"},{"$error":"#DIV/0!"},{"$error":"#DIV/0!"},{"$error":"#DIV/0!"},{"$error":"#DIV/0!"},{"$error":"#DIV/0!"},{"$error":"#DIV/0!"},{"$error":"#DIV/0!"},{"$error":"#DIV/0!"},{"$error":"#DIV/0!"},{"$error":"#DIV/0!"},{"$error":"#DIV/0!"},{"$error":"#DIV/0!"},{"$error":"#DIV/0!"},{"$error":"#DIV/0!"},{"$error":"#DIV/0!"},{"$error":"#DIV/0!"},{"$error":"#DIV/0!"},{"$error":"#DIV/0!"},{"$error":"#DIV/0!"},{"$error":"#DIV/0!"},{"$error":"#DIV/0!"},{"$error":"#DIV/0!"},{"$error":"#DIV/0!"},{"$f":"TZV529 + TZV530 - TZV531","v":{"$error":"#DIV/0!"}},{"$error":"#DIV/0!"},{"$error":"#DIV/0!"},{"$error":"#DIV/0!"},{"$error":"#DIV/0!"},{"$error":"#DIV/0!"},{"$error":"#DIV/0!"},{"$error":"#DIV/0!"},{"$error":"#DIV/0!"},{"$error":"#DIV/0!"},{"$error":"#DIV/0!"},{"$error":"#DIV/0!"},{"$error":"#DIV/0!"},{"$error":"#DIV/0!"},{"$error":"#DIV/0!"},{"$error":"#DIV/0!"},{"$error":"#DIV/0!"},{"$error":"#DIV/0!"},{"$error":"#DIV/0!"},{"$error":"#DIV/0!"},{"$error":"#DIV/0!"},{"$error":"#DIV/0!"},{"$error":"#DIV/0!"},{"$error":"#DIV/0!"},{"$error":"#DIV/0!"},{"$error":"#DIV/0!"},{"$error":"#DIV/0!"},{"$error":"#DIV/0!"},{"$error":"#DIV/0!"},{"$error":"#DIV/0!"},{"$error":"#DIV/0!"},{"$error":"#DIV/0!"},{"$error":"#DIV/0!"},{"$error":"#DIV/0!"},{"$error":"#DIV/0!"},{"$error":"#DIV/0!"},{"$error":"#DIV/0!"},{"$error":"#DIV/0!"},{"$error":"#DIV/0!"},{"$error":"#DIV/0!"},{"$error":"#DIV/0!"},{"$error":"#DIV/0!"},{"$error":"#DIV/0!"},{"$error":"#DIV/0!"},{"$error":"#DIV/0!"},{"$error":"#DIV/0!"},{"$error":"#DIV/0!"},{"$error":"#DIV/0!"},{"$error":"#DIV/0!"},{"$error":"#DIV/0!"},{"$error":"#DIV/0!"},{"$error":"#DIV/0!"},{"$error":"#DIV/0!"},{"$error":"#DIV/0!"},{"$error":"#DIV/0!"},{"$error":"#DIV/0!"},{"$error":"#DIV/0!"},{"$error":"#DIV/0!"},{"$error":"#DIV/0!"},{"$error":"#DIV/0!"},{"$error":"#DIV/0!"},{"$error":"#DIV/0!"},{"$error":"#DIV/0!"},{"$error":"#DIV/0!"},{"$f":"UCH529 + UCH530 - UCH531","v":{"$error":"#DIV/0!"}},{"$error":"#DIV/0!"},{"$error":"#DIV/0!"},{"$error":"#DIV/0!"},{"$error":"#DIV/0!"},{"$error":"#DIV/0!"},{"$error":"#DIV/0!"},{"$error":"#DIV/0!"},{"$error":"#DIV/0!"},{"$error":"#DIV/0!"},{"$error":"#DIV/0!"},{"$error":"#DIV/0!"},{"$error":"#DIV/0!"},{"$error":"#DIV/0!"},{"$error":"#DIV/0!"},{"$error":"#DIV/0!"},{"$error":"#DIV/0!"},{"$error":"#DIV/0!"},{"$error":"#DIV/0!"},{"$error":"#DIV/0!"},{"$error":"#DIV/0!"},{"$error":"#DIV/0!"},{"$error":"#DIV/0!"},{"$error":"#DIV/0!"},{"$error":"#DIV/0!"},{"$error":"#DIV/0!"},{"$error":"#DIV/0!"},{"$error":"#DIV/0!"},{"$error":"#DIV/0!"},{"$error":"#DIV/0!"},{"$error":"#DIV/0!"},{"$error":"#DIV/0!"},{"$error":"#DIV/0!"},{"$error":"#DIV/0!"},{"$error":"#DIV/0!"},{"$error":"#DIV/0!"},{"$error":"#DIV/0!"},{"$error":"#DIV/0!"},{"$error":"#DIV/0!"},{"$error":"#DIV/0!"},{"$error":"#DIV/0!"},{"$error":"#DIV/0!"},{"$error":"#DIV/0!"},{"$error":"#DIV/0!"},{"$error":"#DIV/0!"},{"$error":"#DIV/0!"},{"$error":"#DIV/0!"},{"$error":"#DIV/0!"},{"$error":"#DIV/0!"},{"$error":"#DIV/0!"},{"$error":"#DIV/0!"},{"$error":"#DIV/0!"},{"$error":"#DIV/0!"},{"$error":"#DIV/0!"},{"$error":"#DIV/0!"},{"$error":"#DIV/0!"},{"$error":"#DIV/0!"},{"$error":"#DIV/0!"},{"$error":"#DIV/0!"},{"$error":"#DIV/0!"},{"$error":"#DIV/0!"},{"$error":"#DIV/0!"},{"$error":"#DIV/0!"},{"$error":"#DIV/0!"},{"$f":"UET529 + UET530 - UET531","v":{"$error":"#DIV/0!"}},{"$error":"#DIV/0!"},{"$error":"#DIV/0!"},{"$error":"#DIV/0!"},{"$error":"#DIV/0!"},{"$error":"#DIV/0!"},{"$error":"#DIV/0!"},{"$error":"#DIV/0!"},{"$error":"#DIV/0!"},{"$error":"#DIV/0!"},{"$error":"#DIV/0!"},{"$error":"#DIV/0!"},{"$error":"#DIV/0!"},{"$error":"#DIV/0!"},{"$error":"#DIV/0!"},{"$error":"#DIV/0!"},{"$error":"#DIV/0!"},{"$error":"#DIV/0!"},{"$error":"#DIV/0!"},{"$error":"#DIV/0!"},{"$error":"#DIV/0!"},{"$error":"#DIV/0!"},{"$error":"#DIV/0!"},{"$error":"#DIV/0!"},{"$error":"#DIV/0!"},{"$error":"#DIV/0!"},{"$error":"#DIV/0!"},{"$error":"#DIV/0!"},{"$error":"#DIV/0!"},{"$error":"#DIV/0!"},{"$error":"#DIV/0!"},{"$error":"#DIV/0!"},{"$error":"#DIV/0!"},{"$error":"#DIV/0!"},{"$error":"#DIV/0!"},{"$error":"#DIV/0!"},{"$error":"#DIV/0!"},{"$error":"#DIV/0!"},{"$error":"#DIV/0!"},{"$error":"#DIV/0!"},{"$error":"#DIV/0!"},{"$error":"#DIV/0!"},{"$error":"#DIV/0!"},{"$error":"#DIV/0!"},{"$error":"#DIV/0!"},{"$error":"#DIV/0!"},{"$error":"#DIV/0!"},{"$error":"#DIV/0!"},{"$error":"#DIV/0!"},{"$error":"#DIV/0!"},{"$error":"#DIV/0!"},{"$error":"#DIV/0!"},{"$error":"#DIV/0!"},{"$error":"#DIV/0!"},{"$error":"#DIV/0!"},{"$error":"#DIV/0!"},{"$error":"#DIV/0!"},{"$error":"#DIV/0!"},{"$error":"#DIV/0!"},{"$error":"#DIV/0!"},{"$error":"#DIV/0!"},{"$error":"#DIV/0!"},{"$error":"#DIV/0!"},{"$error":"#DIV/0!"},{"$f":"UHF529 + UHF530 - UHF531","v":{"$error":"#DIV/0!"}},{"$error":"#DIV/0!"},{"$error":"#DIV/0!"},{"$error":"#DIV/0!"},{"$error":"#DIV/0!"},{"$error":"#DIV/0!"},{"$error":"#DIV/0!"},{"$error":"#DIV/0!"},{"$error":"#DIV/0!"},{"$error":"#DIV/0!"},{"$error":"#DIV/0!"},{"$error":"#DIV/0!"},{"$error":"#DIV/0!"},{"$error":"#DIV/0!"},{"$error":"#DIV/0!"},{"$error":"#DIV/0!"},{"$error":"#DIV/0!"},{"$error":"#DIV/0!"},{"$error":"#DIV/0!"},{"$error":"#DIV/0!"},{"$error":"#DIV/0!"},{"$error":"#DIV/0!"},{"$error":"#DIV/0!"},{"$error":"#DIV/0!"},{"$error":"#DIV/0!"},{"$error":"#DIV/0!"},{"$error":"#DIV/0!"},{"$error":"#DIV/0!"},{"$error":"#DIV/0!"},{"$error":"#DIV/0!"},{"$error":"#DIV/0!"},{"$error":"#DIV/0!"},{"$error":"#DIV/0!"},{"$error":"#DIV/0!"},{"$error":"#DIV/0!"},{"$error":"#DIV/0!"},{"$error":"#DIV/0!"},{"$error":"#DIV/0!"},{"$error":"#DIV/0!"},{"$error":"#DIV/0!"},{"$error":"#DIV/0!"},{"$error":"#DIV/0!"},{"$error":"#DIV/0!"},{"$error":"#DIV/0!"},{"$error":"#DIV/0!"},{"$error":"#DIV/0!"},{"$error":"#DIV/0!"},{"$error":"#DIV/0!"},{"$error":"#DIV/0!"},{"$error":"#DIV/0!"},{"$error":"#DIV/0!"},{"$error":"#DIV/0!"},{"$error":"#DIV/0!"},{"$error":"#DIV/0!"},{"$error":"#DIV/0!"},{"$error":"#DIV/0!"},{"$error":"#DIV/0!"},{"$error":"#DIV/0!"},{"$error":"#DIV/0!"},{"$error":"#DIV/0!"},{"$error":"#DIV/0!"},{"$error":"#DIV/0!"},{"$error":"#DIV/0!"},{"$error":"#DIV/0!"},{"$f":"UJR529 + UJR530 - UJR531","v":{"$error":"#DIV/0!"}},{"$error":"#DIV/0!"},{"$error":"#DIV/0!"},{"$error":"#DIV/0!"},{"$error":"#DIV/0!"},{"$error":"#DIV/0!"},{"$error":"#DIV/0!"},{"$error":"#DIV/0!"},{"$error":"#DIV/0!"},{"$error":"#DIV/0!"},{"$error":"#DIV/0!"},{"$error":"#DIV/0!"},{"$error":"#DIV/0!"},{"$error":"#DIV/0!"},{"$error":"#DIV/0!"},{"$error":"#DIV/0!"},{"$error":"#DIV/0!"},{"$error":"#DIV/0!"},{"$error":"#DIV/0!"},{"$error":"#DIV/0!"},{"$error":"#DIV/0!"},{"$error":"#DIV/0!"},{"$error":"#DIV/0!"},{"$error":"#DIV/0!"},{"$error":"#DIV/0!"},{"$error":"#DIV/0!"},{"$error":"#DIV/0!"},{"$error":"#DIV/0!"},{"$error":"#DIV/0!"},{"$error":"#DIV/0!"},{"$error":"#DIV/0!"},{"$error":"#DIV/0!"},{"$error":"#DIV/0!"},{"$error":"#DIV/0!"},{"$error":"#DIV/0!"},{"$error":"#DIV/0!"},{"$error":"#DIV/0!"},{"$error":"#DIV/0!"},{"$error":"#DIV/0!"},{"$error":"#DIV/0!"},{"$error":"#DIV/0!"},{"$error":"#DIV/0!"},{"$error":"#DIV/0!"},{"$error":"#DIV/0!"},{"$error":"#DIV/0!"},{"$error":"#DIV/0!"},{"$error":"#DIV/0!"},{"$error":"#DIV/0!"},{"$error":"#DIV/0!"},{"$error":"#DIV/0!"},{"$error":"#DIV/0!"},{"$error":"#DIV/0!"},{"$error":"#DIV/0!"},{"$error":"#DIV/0!"},{"$error":"#DIV/0!"},{"$error":"#DIV/0!"},{"$error":"#DIV/0!"},{"$error":"#DIV/0!"},{"$error":"#DIV/0!"},{"$error":"#DIV/0!"},{"$error":"#DIV/0!"},{"$error":"#DIV/0!"},{"$error":"#DIV/0!"},{"$error":"#DIV/0!"},{"$f":"UMD529 + UMD530 - UMD531","v":{"$error":"#DIV/0!"}},{"$error":"#DIV/0!"},{"$error":"#DIV/0!"},{"$error":"#DIV/0!"},{"$error":"#DIV/0!"},{"$error":"#DIV/0!"},{"$error":"#DIV/0!"},{"$error":"#DIV/0!"},{"$error":"#DIV/0!"},{"$error":"#DIV/0!"},{"$error":"#DIV/0!"},{"$error":"#DIV/0!"},{"$error":"#DIV/0!"},{"$error":"#DIV/0!"},{"$error":"#DIV/0!"},{"$error":"#DIV/0!"},{"$error":"#DIV/0!"},{"$error":"#DIV/0!"},{"$error":"#DIV/0!"},{"$error":"#DIV/0!"},{"$error":"#DIV/0!"},{"$error":"#DIV/0!"},{"$error":"#DIV/0!"},{"$error":"#DIV/0!"},{"$error":"#DIV/0!"},{"$error":"#DIV/0!"},{"$error":"#DIV/0!"},{"$error":"#DIV/0!"},{"$error":"#DIV/0!"},{"$error":"#DIV/0!"},{"$error":"#DIV/0!"},{"$error":"#DIV/0!"},{"$error":"#DIV/0!"},{"$error":"#DIV/0!"},{"$error":"#DIV/0!"},{"$error":"#DIV/0!"},{"$error":"#DIV/0!"},{"$error":"#DIV/0!"},{"$error":"#DIV/0!"},{"$error":"#DIV/0!"},{"$error":"#DIV/0!"},{"$error":"#DIV/0!"},{"$error":"#DIV/0!"},{"$error":"#DIV/0!"},{"$error":"#DIV/0!"},{"$error":"#DIV/0!"},{"$error":"#DIV/0!"},{"$error":"#DIV/0!"},{"$error":"#DIV/0!"},{"$error":"#DIV/0!"},{"$error":"#DIV/0!"},{"$error":"#DIV/0!"},{"$error":"#DIV/0!"},{"$error":"#DIV/0!"},{"$error":"#DIV/0!"},{"$error":"#DIV/0!"},{"$error":"#DIV/0!"},{"$error":"#DIV/0!"},{"$error":"#DIV/0!"},{"$error":"#DIV/0!"},{"$error":"#DIV/0!"},{"$error":"#DIV/0!"},{"$error":"#DIV/0!"},{"$error":"#DIV/0!"},{"$f":"UOP529 + UOP530 - UOP531","v":{"$error":"#DIV/0!"}},{"$error":"#DIV/0!"},{"$error":"#DIV/0!"},{"$error":"#DIV/0!"},{"$error":"#DIV/0!"},{"$error":"#DIV/0!"},{"$error":"#DIV/0!"},{"$error":"#DIV/0!"},{"$error":"#DIV/0!"},{"$error":"#DIV/0!"},{"$error":"#DIV/0!"},{"$error":"#DIV/0!"},{"$error":"#DIV/0!"},{"$error":"#DIV/0!"},{"$error":"#DIV/0!"},{"$error":"#DIV/0!"},{"$error":"#DIV/0!"},{"$error":"#DIV/0!"},{"$error":"#DIV/0!"},{"$error":"#DIV/0!"},{"$error":"#DIV/0!"},{"$error":"#DIV/0!"},{"$error":"#DIV/0!"},{"$error":"#DIV/0!"},{"$error":"#DIV/0!"},{"$error":"#DIV/0!"},{"$error":"#DIV/0!"},{"$error":"#DIV/0!"},{"$error":"#DIV/0!"},{"$error":"#DIV/0!"},{"$error":"#DIV/0!"},{"$error":"#DIV/0!"},{"$error":"#DIV/0!"},{"$error":"#DIV/0!"},{"$error":"#DIV/0!"},{"$error":"#DIV/0!"},{"$error":"#DIV/0!"},{"$error":"#DIV/0!"},{"$error":"#DIV/0!"},{"$error":"#DIV/0!"},{"$error":"#DIV/0!"},{"$error":"#DIV/0!"},{"$error":"#DIV/0!"},{"$error":"#DIV/0!"},{"$error":"#DIV/0!"},{"$error":"#DIV/0!"},{"$error":"#DIV/0!"},{"$error":"#DIV/0!"},{"$error":"#DIV/0!"},{"$error":"#DIV/0!"},{"$error":"#DIV/0!"},{"$error":"#DIV/0!"},{"$error":"#DIV/0!"},{"$error":"#DIV/0!"},{"$error":"#DIV/0!"},{"$error":"#DIV/0!"},{"$error":"#DIV/0!"},{"$error":"#DIV/0!"},{"$error":"#DIV/0!"},{"$error":"#DIV/0!"},{"$error":"#DIV/0!"},{"$error":"#DIV/0!"},{"$error":"#DIV/0!"},{"$error":"#DIV/0!"},{"$f":"URB529 + URB530 - URB531","v":{"$error":"#DIV/0!"}},{"$error":"#DIV/0!"},{"$error":"#DIV/0!"},{"$error":"#DIV/0!"},{"$error":"#DIV/0!"},{"$error":"#DIV/0!"},{"$error":"#DIV/0!"},{"$error":"#DIV/0!"},{"$error":"#DIV/0!"},{"$error":"#DIV/0!"},{"$error":"#DIV/0!"},{"$error":"#DIV/0!"},{"$error":"#DIV/0!"},{"$error":"#DIV/0!"},{"$error":"#DIV/0!"},{"$error":"#DIV/0!"},{"$error":"#DIV/0!"},{"$error":"#DIV/0!"},{"$error":"#DIV/0!"},{"$error":"#DIV/0!"},{"$error":"#DIV/0!"},{"$error":"#DIV/0!"},{"$error":"#DIV/0!"},{"$error":"#DIV/0!"},{"$error":"#DIV/0!"},{"$error":"#DIV/0!"},{"$error":"#DIV/0!"},{"$error":"#DIV/0!"},{"$error":"#DIV/0!"},{"$error":"#DIV/0!"},{"$error":"#DIV/0!"},{"$error":"#DIV/0!"},{"$error":"#DIV/0!"},{"$error":"#DIV/0!"},{"$error":"#DIV/0!"},{"$error":"#DIV/0!"},{"$error":"#DIV/0!"},{"$error":"#DIV/0!"},{"$error":"#DIV/0!"},{"$error":"#DIV/0!"},{"$error":"#DIV/0!"},{"$error":"#DIV/0!"},{"$error":"#DIV/0!"},{"$error":"#DIV/0!"},{"$error":"#DIV/0!"},{"$error":"#DIV/0!"},{"$error":"#DIV/0!"},{"$error":"#DIV/0!"},{"$error":"#DIV/0!"},{"$error":"#DIV/0!"},{"$error":"#DIV/0!"},{"$error":"#DIV/0!"},{"$error":"#DIV/0!"},{"$error":"#DIV/0!"},{"$error":"#DIV/0!"},{"$error":"#DIV/0!"},{"$error":"#DIV/0!"},{"$error":"#DIV/0!"},{"$error":"#DIV/0!"},{"$error":"#DIV/0!"},{"$error":"#DIV/0!"},{"$error":"#DIV/0!"},{"$error":"#DIV/0!"},{"$error":"#DIV/0!"},{"$f":"UTN529 + UTN530 - UTN531","v":{"$error":"#DIV/0!"}},{"$error":"#DIV/0!"},{"$error":"#DIV/0!"},{"$error":"#DIV/0!"},{"$error":"#DIV/0!"},{"$error":"#DIV/0!"},{"$error":"#DIV/0!"},{"$error":"#DIV/0!"},{"$error":"#DIV/0!"},{"$error":"#DIV/0!"},{"$error":"#DIV/0!"},{"$error":"#DIV/0!"},{"$error":"#DIV/0!"},{"$error":"#DIV/0!"},{"$error":"#DIV/0!"},{"$error":"#DIV/0!"},{"$error":"#DIV/0!"},{"$error":"#DIV/0!"},{"$error":"#DIV/0!"},{"$error":"#DIV/0!"},{"$error":"#DIV/0!"},{"$error":"#DIV/0!"},{"$error":"#DIV/0!"},{"$error":"#DIV/0!"},{"$error":"#DIV/0!"},{"$error":"#DIV/0!"},{"$error":"#DIV/0!"},{"$error":"#DIV/0!"},{"$error":"#DIV/0!"},{"$error":"#DIV/0!"},{"$error":"#DIV/0!"},{"$error":"#DIV/0!"},{"$error":"#DIV/0!"},{"$error":"#DIV/0!"},{"$error":"#DIV/0!"},{"$error":"#DIV/0!"},{"$error":"#DIV/0!"},{"$error":"#DIV/0!"},{"$error":"#DIV/0!"},{"$error":"#DIV/0!"},{"$error":"#DIV/0!"},{"$error":"#DIV/0!"},{"$error":"#DIV/0!"},{"$error":"#DIV/0!"},{"$error":"#DIV/0!"},{"$error":"#DIV/0!"},{"$error":"#DIV/0!"},{"$error":"#DIV/0!"},{"$error":"#DIV/0!"},{"$error":"#DIV/0!"},{"$error":"#DIV/0!"},{"$error":"#DIV/0!"},{"$error":"#DIV/0!"},{"$error":"#DIV/0!"},{"$error":"#DIV/0!"},{"$error":"#DIV/0!"},{"$error":"#DIV/0!"},{"$error":"#DIV/0!"},{"$error":"#DIV/0!"},{"$error":"#DIV/0!"},{"$error":"#DIV/0!"},{"$error":"#DIV/0!"},{"$error":"#DIV/0!"},{"$error":"#DIV/0!"},{"$f":"UVZ529 + UVZ530 - UVZ531","v":{"$error":"#DIV/0!"}},{"$error":"#DIV/0!"},{"$error":"#DIV/0!"},{"$error":"#DIV/0!"},{"$error":"#DIV/0!"},{"$error":"#DIV/0!"},{"$error":"#DIV/0!"},{"$error":"#DIV/0!"},{"$error":"#DIV/0!"},{"$error":"#DIV/0!"},{"$error":"#DIV/0!"},{"$error":"#DIV/0!"},{"$error":"#DIV/0!"},{"$error":"#DIV/0!"},{"$error":"#DIV/0!"},{"$error":"#DIV/0!"},{"$error":"#DIV/0!"},{"$error":"#DIV/0!"},{"$error":"#DIV/0!"},{"$error":"#DIV/0!"},{"$error":"#DIV/0!"},{"$error":"#DIV/0!"},{"$error":"#DIV/0!"},{"$error":"#DIV/0!"},{"$error":"#DIV/0!"},{"$error":"#DIV/0!"},{"$error":"#DIV/0!"},{"$error":"#DIV/0!"},{"$error":"#DIV/0!"},{"$error":"#DIV/0!"},{"$error":"#DIV/0!"},{"$error":"#DIV/0!"},{"$error":"#DIV/0!"},{"$error":"#DIV/0!"},{"$error":"#DIV/0!"},{"$error":"#DIV/0!"},{"$error":"#DIV/0!"},{"$error":"#DIV/0!"},{"$error":"#DIV/0!"},{"$error":"#DIV/0!"},{"$error":"#DIV/0!"},{"$error":"#DIV/0!"},{"$error":"#DIV/0!"},{"$error":"#DIV/0!"},{"$error":"#DIV/0!"},{"$error":"#DIV/0!"},{"$error":"#DIV/0!"},{"$error":"#DIV/0!"},{"$error":"#DIV/0!"},{"$error":"#DIV/0!"},{"$error":"#DIV/0!"},{"$error":"#DIV/0!"},{"$error":"#DIV/0!"},{"$error":"#DIV/0!"},{"$error":"#DIV/0!"},{"$error":"#DIV/0!"},{"$error":"#DIV/0!"},{"$error":"#DIV/0!"},{"$error":"#DIV/0!"},{"$error":"#DIV/0!"},{"$error":"#DIV/0!"},{"$error":"#DIV/0!"},{"$error":"#DIV/0!"},{"$error":"#DIV/0!"},{"$f":"UYL529 + UYL530 - UYL531","v":{"$error":"#DIV/0!"}},{"$error":"#DIV/0!"},{"$error":"#DIV/0!"},{"$error":"#DIV/0!"},{"$error":"#DIV/0!"},{"$error":"#DIV/0!"},{"$error":"#DIV/0!"},{"$error":"#DIV/0!"},{"$error":"#DIV/0!"},{"$error":"#DIV/0!"},{"$error":"#DIV/0!"},{"$error":"#DIV/0!"},{"$error":"#DIV/0!"},{"$error":"#DIV/0!"},{"$error":"#DIV/0!"},{"$error":"#DIV/0!"},{"$error":"#DIV/0!"},{"$error":"#DIV/0!"},{"$error":"#DIV/0!"},{"$error":"#DIV/0!"},{"$error":"#DIV/0!"},{"$error":"#DIV/0!"},{"$error":"#DIV/0!"},{"$error":"#DIV/0!"},{"$error":"#DIV/0!"},{"$error":"#DIV/0!"},{"$error":"#DIV/0!"},{"$error":"#DIV/0!"},{"$error":"#DIV/0!"},{"$error":"#DIV/0!"},{"$error":"#DIV/0!"},{"$error":"#DIV/0!"},{"$error":"#DIV/0!"},{"$error":"#DIV/0!"},{"$error":"#DIV/0!"},{"$error":"#DIV/0!"},{"$error":"#DIV/0!"},{"$error":"#DIV/0!"},{"$error":"#DIV/0!"},{"$error":"#DIV/0!"},{"$error":"#DIV/0!"},{"$error":"#DIV/0!"},{"$error":"#DIV/0!"},{"$error":"#DIV/0!"},{"$error":"#DIV/0!"},{"$error":"#DIV/0!"},{"$error":"#DIV/0!"},{"$error":"#DIV/0!"},{"$error":"#DIV/0!"},{"$error":"#DIV/0!"},{"$error":"#DIV/0!"},{"$error":"#DIV/0!"},{"$error":"#DIV/0!"},{"$error":"#DIV/0!"},{"$error":"#DIV/0!"},{"$error":"#DIV/0!"},{"$error":"#DIV/0!"},{"$error":"#DIV/0!"},{"$error":"#DIV/0!"},{"$error":"#DIV/0!"},{"$error":"#DIV/0!"},{"$error":"#DIV/0!"},{"$error":"#DIV/0!"},{"$error":"#DIV/0!"},{"$f":"VAX529 + VAX530 - VAX531","v":{"$error":"#DIV/0!"}},{"$error":"#DIV/0!"},{"$error":"#DIV/0!"},{"$error":"#DIV/0!"},{"$error":"#DIV/0!"},{"$error":"#DIV/0!"},{"$error":"#DIV/0!"},{"$error":"#DIV/0!"},{"$error":"#DIV/0!"},{"$error":"#DIV/0!"},{"$error":"#DIV/0!"},{"$error":"#DIV/0!"},{"$error":"#DIV/0!"},{"$error":"#DIV/0!"},{"$error":"#DIV/0!"},{"$error":"#DIV/0!"},{"$error":"#DIV/0!"},{"$error":"#DIV/0!"},{"$error":"#DIV/0!"},{"$error":"#DIV/0!"},{"$error":"#DIV/0!"},{"$error":"#DIV/0!"},{"$error":"#DIV/0!"},{"$error":"#DIV/0!"},{"$error":"#DIV/0!"},{"$error":"#DIV/0!"},{"$error":"#DIV/0!"},{"$error":"#DIV/0!"},{"$error":"#DIV/0!"},{"$error":"#DIV/0!"},{"$error":"#DIV/0!"},{"$error":"#DIV/0!"},{"$error":"#DIV/0!"},{"$error":"#DIV/0!"},{"$error":"#DIV/0!"},{"$error":"#DIV/0!"},{"$error":"#DIV/0!"},{"$error":"#DIV/0!"},{"$error":"#DIV/0!"},{"$error":"#DIV/0!"},{"$error":"#DIV/0!"},{"$error":"#DIV/0!"},{"$error":"#DIV/0!"},{"$error":"#DIV/0!"},{"$error":"#DIV/0!"},{"$error":"#DIV/0!"},{"$error":"#DIV/0!"},{"$error":"#DIV/0!"},{"$error":"#DIV/0!"},{"$error":"#DIV/0!"},{"$error":"#DIV/0!"},{"$error":"#DIV/0!"},{"$error":"#DIV/0!"},{"$error":"#DIV/0!"},{"$error":"#DIV/0!"},{"$error":"#DIV/0!"},{"$error":"#DIV/0!"},{"$error":"#DIV/0!"},{"$error":"#DIV/0!"},{"$error":"#DIV/0!"},{"$error":"#DIV/0!"},{"$error":"#DIV/0!"},{"$error":"#DIV/0!"},{"$error":"#DIV/0!"},{"$f":"VDJ529 + VDJ530 - VDJ531","v":{"$error":"#DIV/0!"}},{"$error":"#DIV/0!"},{"$error":"#DIV/0!"},{"$error":"#DIV/0!"},{"$error":"#DIV/0!"},{"$error":"#DIV/0!"},{"$error":"#DIV/0!"},{"$error":"#DIV/0!"},{"$error":"#DIV/0!"},{"$error":"#DIV/0!"},{"$error":"#DIV/0!"},{"$error":"#DIV/0!"},{"$error":"#DIV/0!"},{"$error":"#DIV/0!"},{"$error":"#DIV/0!"},{"$error":"#DIV/0!"},{"$error":"#DIV/0!"},{"$error":"#DIV/0!"},{"$error":"#DIV/0!"},{"$error":"#DIV/0!"},{"$error":"#DIV/0!"},{"$error":"#DIV/0!"},{"$error":"#DIV/0!"},{"$error":"#DIV/0!"},{"$error":"#DIV/0!"},{"$error":"#DIV/0!"},{"$error":"#DIV/0!"},{"$error":"#DIV/0!"},{"$error":"#DIV/0!"},{"$error":"#DIV/0!"},{"$error":"#DIV/0!"},{"$error":"#DIV/0!"},{"$error":"#DIV/0!"},{"$error":"#DIV/0!"},{"$error":"#DIV/0!"},{"$error":"#DIV/0!"},{"$error":"#DIV/0!"},{"$error":"#DIV/0!"},{"$error":"#DIV/0!"},{"$error":"#DIV/0!"},{"$error":"#DIV/0!"},{"$error":"#DIV/0!"},{"$error":"#DIV/0!"},{"$error":"#DIV/0!"},{"$error":"#DIV/0!"},{"$error":"#DIV/0!"},{"$error":"#DIV/0!"},{"$error":"#DIV/0!"},{"$error":"#DIV/0!"},{"$error":"#DIV/0!"},{"$error":"#DIV/0!"},{"$error":"#DIV/0!"},{"$error":"#DIV/0!"},{"$error":"#DIV/0!"},{"$error":"#DIV/0!"},{"$error":"#DIV/0!"},{"$error":"#DIV/0!"},{"$error":"#DIV/0!"},{"$error":"#DIV/0!"},{"$error":"#DIV/0!"},{"$error":"#DIV/0!"},{"$error":"#DIV/0!"},{"$error":"#DIV/0!"},{"$error":"#DIV/0!"},{"$f":"VFV529 + VFV530 - VFV531","v":{"$error":"#DIV/0!"}},{"$error":"#DIV/0!"},{"$error":"#DIV/0!"},{"$error":"#DIV/0!"},{"$error":"#DIV/0!"},{"$error":"#DIV/0!"},{"$error":"#DIV/0!"},{"$error":"#DIV/0!"},{"$error":"#DIV/0!"},{"$error":"#DIV/0!"},{"$error":"#DIV/0!"},{"$error":"#DIV/0!"},{"$error":"#DIV/0!"},{"$error":"#DIV/0!"},{"$error":"#DIV/0!"},{"$error":"#DIV/0!"},{"$error":"#DIV/0!"},{"$error":"#DIV/0!"},{"$error":"#DIV/0!"},{"$error":"#DIV/0!"},{"$error":"#DIV/0!"},{"$error":"#DIV/0!"},{"$error":"#DIV/0!"},{"$error":"#DIV/0!"},{"$error":"#DIV/0!"},{"$error":"#DIV/0!"},{"$error":"#DIV/0!"},{"$error":"#DIV/0!"},{"$error":"#DIV/0!"},{"$error":"#DIV/0!"},{"$error":"#DIV/0!"},{"$error":"#DIV/0!"},{"$error":"#DIV/0!"},{"$error":"#DIV/0!"},{"$error":"#DIV/0!"},{"$error":"#DIV/0!"},{"$error":"#DIV/0!"},{"$error":"#DIV/0!"},{"$error":"#DIV/0!"},{"$error":"#DIV/0!"},{"$error":"#DIV/0!"},{"$error":"#DIV/0!"},{"$error":"#DIV/0!"},{"$error":"#DIV/0!"},{"$error":"#DIV/0!"},{"$error":"#DIV/0!"},{"$error":"#DIV/0!"},{"$error":"#DIV/0!"},{"$error":"#DIV/0!"},{"$error":"#DIV/0!"},{"$error":"#DIV/0!"},{"$error":"#DIV/0!"},{"$error":"#DIV/0!"},{"$error":"#DIV/0!"},{"$error":"#DIV/0!"},{"$error":"#DIV/0!"},{"$error":"#DIV/0!"},{"$error":"#DIV/0!"},{"$error":"#DIV/0!"},{"$error":"#DIV/0!"},{"$error":"#DIV/0!"},{"$error":"#DIV/0!"},{"$error":"#DIV/0!"},{"$error":"#DIV/0!"},{"$f":"VIH529 + VIH530 - VIH531","v":{"$error":"#DIV/0!"}},{"$error":"#DIV/0!"},{"$error":"#DIV/0!"},{"$error":"#DIV/0!"},{"$error":"#DIV/0!"},{"$error":"#DIV/0!"},{"$error":"#DIV/0!"},{"$error":"#DIV/0!"},{"$error":"#DIV/0!"},{"$error":"#DIV/0!"},{"$error":"#DIV/0!"},{"$error":"#DIV/0!"},{"$error":"#DIV/0!"},{"$error":"#DIV/0!"},{"$error":"#DIV/0!"},{"$error":"#DIV/0!"},{"$error":"#DIV/0!"},{"$error":"#DIV/0!"},{"$error":"#DIV/0!"},{"$error":"#DIV/0!"},{"$error":"#DIV/0!"},{"$error":"#DIV/0!"},{"$error":"#DIV/0!"},{"$error":"#DIV/0!"},{"$error":"#DIV/0!"},{"$error":"#DIV/0!"},{"$error":"#DIV/0!"},{"$error":"#DIV/0!"},{"$error":"#DIV/0!"},{"$error":"#DIV/0!"},{"$error":"#DIV/0!"},{"$error":"#DIV/0!"},{"$error":"#DIV/0!"},{"$error":"#DIV/0!"},{"$error":"#DIV/0!"},{"$error":"#DIV/0!"},{"$error":"#DIV/0!"},{"$error":"#DIV/0!"},{"$error":"#DIV/0!"},{"$error":"#DIV/0!"},{"$error":"#DIV/0!"},{"$error":"#DIV/0!"},{"$error":"#DIV/0!"},{"$error":"#DIV/0!"},{"$error":"#DIV/0!"},{"$error":"#DIV/0!"},{"$error":"#DIV/0!"},{"$error":"#DIV/0!"},{"$error":"#DIV/0!"},{"$error":"#DIV/0!"},{"$error":"#DIV/0!"},{"$error":"#DIV/0!"},{"$error":"#DIV/0!"},{"$error":"#DIV/0!"},{"$error":"#DIV/0!"},{"$error":"#DIV/0!"},{"$error":"#DIV/0!"},{"$error":"#DIV/0!"},{"$error":"#DIV/0!"},{"$error":"#DIV/0!"},{"$error":"#DIV/0!"},{"$error":"#DIV/0!"},{"$error":"#DIV/0!"},{"$error":"#DIV/0!"},{"$f":"VKT529 + VKT530 - VKT531","v":{"$error":"#DIV/0!"}},{"$error":"#DIV/0!"},{"$error":"#DIV/0!"},{"$error":"#DIV/0!"},{"$error":"#DIV/0!"},{"$error":"#DIV/0!"},{"$error":"#DIV/0!"},{"$error":"#DIV/0!"},{"$error":"#DIV/0!"},{"$error":"#DIV/0!"},{"$error":"#DIV/0!"},{"$error":"#DIV/0!"},{"$error":"#DIV/0!"},{"$error":"#DIV/0!"},{"$error":"#DIV/0!"},{"$error":"#DIV/0!"},{"$error":"#DIV/0!"},{"$error":"#DIV/0!"},{"$error":"#DIV/0!"},{"$error":"#DIV/0!"},{"$error":"#DIV/0!"},{"$error":"#DIV/0!"},{"$error":"#DIV/0!"},{"$error":"#DIV/0!"},{"$error":"#DIV/0!"},{"$error":"#DIV/0!"},{"$error":"#DIV/0!"},{"$error":"#DIV/0!"},{"$error":"#DIV/0!"},{"$error":"#DIV/0!"},{"$error":"#DIV/0!"},{"$error":"#DIV/0!"},{"$error":"#DIV/0!"},{"$error":"#DIV/0!"},{"$error":"#DIV/0!"},{"$error":"#DIV/0!"},{"$error":"#DIV/0!"},{"$error":"#DIV/0!"},{"$error":"#DIV/0!"},{"$error":"#DIV/0!"},{"$error":"#DIV/0!"},{"$error":"#DIV/0!"},{"$error":"#DIV/0!"},{"$error":"#DIV/0!"},{"$error":"#DIV/0!"},{"$error":"#DIV/0!"},{"$error":"#DIV/0!"},{"$error":"#DIV/0!"},{"$error":"#DIV/0!"},{"$error":"#DIV/0!"},{"$error":"#DIV/0!"},{"$error":"#DIV/0!"},{"$error":"#DIV/0!"},{"$error":"#DIV/0!"},{"$error":"#DIV/0!"},{"$error":"#DIV/0!"},{"$error":"#DIV/0!"},{"$error":"#DIV/0!"},{"$error":"#DIV/0!"},{"$error":"#DIV/0!"},{"$error":"#DIV/0!"},{"$error":"#DIV/0!"},{"$error":"#DIV/0!"},{"$error":"#DIV/0!"},{"$f":"VNF529 + VNF530 - VNF531","v":{"$error":"#DIV/0!"}},{"$error":"#DIV/0!"},{"$error":"#DIV/0!"},{"$error":"#DIV/0!"},{"$error":"#DIV/0!"},{"$error":"#DIV/0!"},{"$error":"#DIV/0!"},{"$error":"#DIV/0!"},{"$error":"#DIV/0!"},{"$error":"#DIV/0!"},{"$error":"#DIV/0!"},{"$error":"#DIV/0!"},{"$error":"#DIV/0!"},{"$error":"#DIV/0!"},{"$error":"#DIV/0!"},{"$error":"#DIV/0!"},{"$error":"#DIV/0!"},{"$error":"#DIV/0!"},{"$error":"#DIV/0!"},{"$error":"#DIV/0!"},{"$error":"#DIV/0!"},{"$error":"#DIV/0!"},{"$error":"#DIV/0!"},{"$error":"#DIV/0!"},{"$error":"#DIV/0!"},{"$error":"#DIV/0!"},{"$error":"#DIV/0!"},{"$error":"#DIV/0!"},{"$error":"#DIV/0!"},{"$error":"#DIV/0!"},{"$error":"#DIV/0!"},{"$error":"#DIV/0!"},{"$error":"#DIV/0!"},{"$error":"#DIV/0!"},{"$error":"#DIV/0!"},{"$error":"#DIV/0!"},{"$error":"#DIV/0!"},{"$error":"#DIV/0!"},{"$error":"#DIV/0!"},{"$error":"#DIV/0!"},{"$error":"#DIV/0!"},{"$error":"#DIV/0!"},{"$error":"#DIV/0!"},{"$error":"#DIV/0!"},{"$error":"#DIV/0!"},{"$error":"#DIV/0!"},{"$error":"#DIV/0!"},{"$error":"#DIV/0!"},{"$error":"#DIV/0!"},{"$error":"#DIV/0!"},{"$error":"#DIV/0!"},{"$error":"#DIV/0!"},{"$error":"#DIV/0!"},{"$error":"#DIV/0!"},{"$error":"#DIV/0!"},{"$error":"#DIV/0!"},{"$error":"#DIV/0!"},{"$error":"#DIV/0!"},{"$error":"#DIV/0!"},{"$error":"#DIV/0!"},{"$error":"#DIV/0!"},{"$error":"#DIV/0!"},{"$error":"#DIV/0!"},{"$error":"#DIV/0!"},{"$f":"VPR529 + VPR530 - VPR531","v":{"$error":"#DIV/0!"}},{"$error":"#DIV/0!"},{"$error":"#DIV/0!"},{"$error":"#DIV/0!"},{"$error":"#DIV/0!"},{"$error":"#DIV/0!"},{"$error":"#DIV/0!"},{"$error":"#DIV/0!"},{"$error":"#DIV/0!"},{"$error":"#DIV/0!"},{"$error":"#DIV/0!"},{"$error":"#DIV/0!"},{"$error":"#DIV/0!"},{"$error":"#DIV/0!"},{"$error":"#DIV/0!"},{"$error":"#DIV/0!"},{"$error":"#DIV/0!"},{"$error":"#DIV/0!"},{"$error":"#DIV/0!"},{"$error":"#DIV/0!"},{"$error":"#DIV/0!"},{"$error":"#DIV/0!"},{"$error":"#DIV/0!"},{"$error":"#DIV/0!"},{"$error":"#DIV/0!"},{"$error":"#DIV/0!"},{"$error":"#DIV/0!"},{"$error":"#DIV/0!"},{"$error":"#DIV/0!"},{"$error":"#DIV/0!"},{"$error":"#DIV/0!"},{"$error":"#DIV/0!"},{"$error":"#DIV/0!"},{"$error":"#DIV/0!"},{"$error":"#DIV/0!"},{"$error":"#DIV/0!"},{"$error":"#DIV/0!"},{"$error":"#DIV/0!"},{"$error":"#DIV/0!"},{"$error":"#DIV/0!"},{"$error":"#DIV/0!"},{"$error":"#DIV/0!"},{"$error":"#DIV/0!"},{"$error":"#DIV/0!"},{"$error":"#DIV/0!"},{"$error":"#DIV/0!"},{"$error":"#DIV/0!"},{"$error":"#DIV/0!"},{"$error":"#DIV/0!"},{"$error":"#DIV/0!"},{"$error":"#DIV/0!"},{"$error":"#DIV/0!"},{"$error":"#DIV/0!"},{"$error":"#DIV/0!"},{"$error":"#DIV/0!"},{"$error":"#DIV/0!"},{"$error":"#DIV/0!"},{"$error":"#DIV/0!"},{"$error":"#DIV/0!"},{"$error":"#DIV/0!"},{"$error":"#DIV/0!"},{"$error":"#DIV/0!"},{"$error":"#DIV/0!"},{"$error":"#DIV/0!"},{"$f":"VSD529 + VSD530 - VSD531","v":{"$error":"#DIV/0!"}},{"$error":"#DIV/0!"},{"$error":"#DIV/0!"},{"$error":"#DIV/0!"},{"$error":"#DIV/0!"},{"$error":"#DIV/0!"},{"$error":"#DIV/0!"},{"$error":"#DIV/0!"},{"$error":"#DIV/0!"},{"$error":"#DIV/0!"},{"$error":"#DIV/0!"},{"$error":"#DIV/0!"},{"$error":"#DIV/0!"},{"$error":"#DIV/0!"},{"$error":"#DIV/0!"},{"$error":"#DIV/0!"},{"$error":"#DIV/0!"},{"$error":"#DIV/0!"},{"$error":"#DIV/0!"},{"$error":"#DIV/0!"},{"$error":"#DIV/0!"},{"$error":"#DIV/0!"},{"$error":"#DIV/0!"},{"$error":"#DIV/0!"},{"$error":"#DIV/0!"},{"$error":"#DIV/0!"},{"$error":"#DIV/0!"},{"$error":"#DIV/0!"},{"$error":"#DIV/0!"},{"$error":"#DIV/0!"},{"$error":"#DIV/0!"},{"$error":"#DIV/0!"},{"$error":"#DIV/0!"},{"$error":"#DIV/0!"},{"$error":"#DIV/0!"},{"$error":"#DIV/0!"},{"$error":"#DIV/0!"},{"$error":"#DIV/0!"},{"$error":"#DIV/0!"},{"$error":"#DIV/0!"},{"$error":"#DIV/0!"},{"$error":"#DIV/0!"},{"$error":"#DIV/0!"},{"$error":"#DIV/0!"},{"$error":"#DIV/0!"},{"$error":"#DIV/0!"},{"$error":"#DIV/0!"},{"$error":"#DIV/0!"},{"$error":"#DIV/0!"},{"$error":"#DIV/0!"},{"$error":"#DIV/0!"},{"$error":"#DIV/0!"},{"$error":"#DIV/0!"},{"$error":"#DIV/0!"},{"$error":"#DIV/0!"},{"$error":"#DIV/0!"},{"$error":"#DIV/0!"},{"$error":"#DIV/0!"},{"$error":"#DIV/0!"},{"$error":"#DIV/0!"},{"$error":"#DIV/0!"},{"$error":"#DIV/0!"},{"$error":"#DIV/0!"},{"$error":"#DIV/0!"},{"$f":"VUP529 + VUP530 - VUP531","v":{"$error":"#DIV/0!"}},{"$error":"#DIV/0!"},{"$error":"#DIV/0!"},{"$error":"#DIV/0!"},{"$error":"#DIV/0!"},{"$error":"#DIV/0!"},{"$error":"#DIV/0!"},{"$error":"#DIV/0!"},{"$error":"#DIV/0!"},{"$error":"#DIV/0!"},{"$error":"#DIV/0!"},{"$error":"#DIV/0!"},{"$error":"#DIV/0!"},{"$error":"#DIV/0!"},{"$error":"#DIV/0!"},{"$error":"#DIV/0!"},{"$error":"#DIV/0!"},{"$error":"#DIV/0!"},{"$error":"#DIV/0!"},{"$error":"#DIV/0!"},{"$error":"#DIV/0!"},{"$error":"#DIV/0!"},{"$error":"#DIV/0!"},{"$error":"#DIV/0!"},{"$error":"#DIV/0!"},{"$error":"#DIV/0!"},{"$error":"#DIV/0!"},{"$error":"#DIV/0!"},{"$error":"#DIV/0!"},{"$error":"#DIV/0!"},{"$error":"#DIV/0!"},{"$error":"#DIV/0!"},{"$error":"#DIV/0!"},{"$error":"#DIV/0!"},{"$error":"#DIV/0!"},{"$error":"#DIV/0!"},{"$error":"#DIV/0!"},{"$error":"#DIV/0!"},{"$error":"#DIV/0!"},{"$error":"#DIV/0!"},{"$error":"#DIV/0!"},{"$error":"#DIV/0!"},{"$error":"#DIV/0!"},{"$error":"#DIV/0!"},{"$error":"#DIV/0!"},{"$error":"#DIV/0!"},{"$error":"#DIV/0!"},{"$error":"#DIV/0!"},{"$error":"#DIV/0!"},{"$error":"#DIV/0!"},{"$error":"#DIV/0!"},{"$error":"#DIV/0!"},{"$error":"#DIV/0!"},{"$error":"#DIV/0!"},{"$error":"#DIV/0!"},{"$error":"#DIV/0!"},{"$error":"#DIV/0!"},{"$error":"#DIV/0!"},{"$error":"#DIV/0!"},{"$error":"#DIV/0!"},{"$error":"#DIV/0!"},{"$error":"#DIV/0!"},{"$error":"#DIV/0!"},{"$error":"#DIV/0!"},{"$f":"VXB529 + VXB530 - VXB531","v":{"$error":"#DIV/0!"}},{"$error":"#DIV/0!"},{"$error":"#DIV/0!"},{"$error":"#DIV/0!"},{"$error":"#DIV/0!"},{"$error":"#DIV/0!"},{"$error":"#DIV/0!"},{"$error":"#DIV/0!"},{"$error":"#DIV/0!"},{"$error":"#DIV/0!"},{"$error":"#DIV/0!"},{"$error":"#DIV/0!"},{"$error":"#DIV/0!"},{"$error":"#DIV/0!"},{"$error":"#DIV/0!"},{"$error":"#DIV/0!"},{"$error":"#DIV/0!"},{"$error":"#DIV/0!"},{"$error":"#DIV/0!"},{"$error":"#DIV/0!"},{"$error":"#DIV/0!"},{"$error":"#DIV/0!"},{"$error":"#DIV/0!"},{"$error":"#DIV/0!"},{"$error":"#DIV/0!"},{"$error":"#DIV/0!"},{"$error":"#DIV/0!"},{"$error":"#DIV/0!"},{"$error":"#DIV/0!"},{"$error":"#DIV/0!"},{"$error":"#DIV/0!"},{"$error":"#DIV/0!"},{"$error":"#DIV/0!"},{"$error":"#DIV/0!"},{"$error":"#DIV/0!"},{"$error":"#DIV/0!"},{"$error":"#DIV/0!"},{"$error":"#DIV/0!"},{"$error":"#DIV/0!"},{"$error":"#DIV/0!"},{"$error":"#DIV/0!"},{"$error":"#DIV/0!"},{"$error":"#DIV/0!"},{"$error":"#DIV/0!"},{"$error":"#DIV/0!"},{"$error":"#DIV/0!"},{"$error":"#DIV/0!"},{"$error":"#DIV/0!"},{"$error":"#DIV/0!"},{"$error":"#DIV/0!"},{"$error":"#DIV/0!"},{"$error":"#DIV/0!"},{"$error":"#DIV/0!"},{"$error":"#DIV/0!"},{"$error":"#DIV/0!"},{"$error":"#DIV/0!"},{"$error":"#DIV/0!"},{"$error":"#DIV/0!"},{"$error":"#DIV/0!"},{"$error":"#DIV/0!"},{"$error":"#DIV/0!"},{"$error":"#DIV/0!"},{"$error":"#DIV/0!"},{"$error":"#DIV/0!"},{"$f":"VZN529 + VZN530 - VZN531","v":{"$error":"#DIV/0!"}},{"$error":"#DIV/0!"},{"$error":"#DIV/0!"},{"$error":"#DIV/0!"},{"$error":"#DIV/0!"},{"$error":"#DIV/0!"},{"$error":"#DIV/0!"},{"$error":"#DIV/0!"},{"$error":"#DIV/0!"},{"$error":"#DIV/0!"},{"$error":"#DIV/0!"},{"$error":"#DIV/0!"},{"$error":"#DIV/0!"},{"$error":"#DIV/0!"},{"$error":"#DIV/0!"},{"$error":"#DIV/0!"},{"$error":"#DIV/0!"},{"$error":"#DIV/0!"},{"$error":"#DIV/0!"},{"$error":"#DIV/0!"},{"$error":"#DIV/0!"},{"$error":"#DIV/0!"},{"$error":"#DIV/0!"},{"$error":"#DIV/0!"},{"$error":"#DIV/0!"},{"$error":"#DIV/0!"},{"$error":"#DIV/0!"},{"$error":"#DIV/0!"},{"$error":"#DIV/0!"},{"$error":"#DIV/0!"},{"$error":"#DIV/0!"},{"$error":"#DIV/0!"},{"$error":"#DIV/0!"},{"$error":"#DIV/0!"},{"$error":"#DIV/0!"},{"$error":"#DIV/0!"},{"$error":"#DIV/0!"},{"$error":"#DIV/0!"},{"$error":"#DIV/0!"},{"$error":"#DIV/0!"},{"$error":"#DIV/0!"},{"$error":"#DIV/0!"},{"$error":"#DIV/0!"},{"$error":"#DIV/0!"},{"$error":"#DIV/0!"},{"$error":"#DIV/0!"},{"$error":"#DIV/0!"},{"$error":"#DIV/0!"},{"$error":"#DIV/0!"},{"$error":"#DIV/0!"},{"$error":"#DIV/0!"},{"$error":"#DIV/0!"},{"$error":"#DIV/0!"},{"$error":"#DIV/0!"},{"$error":"#DIV/0!"},{"$error":"#DIV/0!"},{"$error":"#DIV/0!"},{"$error":"#DIV/0!"},{"$error":"#DIV/0!"},{"$error":"#DIV/0!"},{"$error":"#DIV/0!"},{"$error":"#DIV/0!"},{"$error":"#DIV/0!"},{"$error":"#DIV/0!"},{"$f":"WBZ529 + WBZ530 - WBZ531","v":{"$error":"#DIV/0!"}},{"$error":"#DIV/0!"},{"$error":"#DIV/0!"},{"$error":"#DIV/0!"},{"$error":"#DIV/0!"},{"$error":"#DIV/0!"},{"$error":"#DIV/0!"},{"$error":"#DIV/0!"},{"$error":"#DIV/0!"},{"$error":"#DIV/0!"},{"$error":"#DIV/0!"},{"$error":"#DIV/0!"},{"$error":"#DIV/0!"},{"$error":"#DIV/0!"},{"$error":"#DIV/0!"},{"$error":"#DIV/0!"},{"$error":"#DIV/0!"},{"$error":"#DIV/0!"},{"$error":"#DIV/0!"},{"$error":"#DIV/0!"},{"$error":"#DIV/0!"},{"$error":"#DIV/0!"},{"$error":"#DIV/0!"},{"$error":"#DIV/0!"},{"$error":"#DIV/0!"},{"$error":"#DIV/0!"},{"$error":"#DIV/0!"},{"$error":"#DIV/0!"},{"$error":"#DIV/0!"},{"$error":"#DIV/0!"},{"$error":"#DIV/0!"},{"$error":"#DIV/0!"},{"$error":"#DIV/0!"},{"$error":"#DIV/0!"},{"$error":"#DIV/0!"},{"$error":"#DIV/0!"},{"$error":"#DIV/0!"},{"$error":"#DIV/0!"},{"$error":"#DIV/0!"},{"$error":"#DIV/0!"},{"$error":"#DIV/0!"},{"$error":"#DIV/0!"},{"$error":"#DIV/0!"},{"$error":"#DIV/0!"},{"$error":"#DIV/0!"},{"$error":"#DIV/0!"},{"$error":"#DIV/0!"},{"$error":"#DIV/0!"},{"$error":"#DIV/0!"},{"$error":"#DIV/0!"},{"$error":"#DIV/0!"},{"$error":"#DIV/0!"},{"$error":"#DIV/0!"},{"$error":"#DIV/0!"},{"$error":"#DIV/0!"},{"$error":"#DIV/0!"},{"$error":"#DIV/0!"},{"$error":"#DIV/0!"},{"$error":"#DIV/0!"},{"$error":"#DIV/0!"},{"$error":"#DIV/0!"},{"$error":"#DIV/0!"},{"$error":"#DIV/0!"},{"$error":"#DIV/0!"},{"$f":"WEL529 + WEL530 - WEL531","v":{"$error":"#DIV/0!"}},{"$error":"#DIV/0!"},{"$error":"#DIV/0!"},{"$error":"#DIV/0!"},{"$error":"#DIV/0!"},{"$error":"#DIV/0!"},{"$error":"#DIV/0!"},{"$error":"#DIV/0!"},{"$error":"#DIV/0!"},{"$error":"#DIV/0!"},{"$error":"#DIV/0!"},{"$error":"#DIV/0!"},{"$error":"#DIV/0!"},{"$error":"#DIV/0!"},{"$error":"#DIV/0!"},{"$error":"#DIV/0!"},{"$error":"#DIV/0!"},{"$error":"#DIV/0!"},{"$error":"#DIV/0!"},{"$error":"#DIV/0!"},{"$error":"#DIV/0!"},{"$error":"#DIV/0!"},{"$error":"#DIV/0!"},{"$error":"#DIV/0!"},{"$error":"#DIV/0!"},{"$error":"#DIV/0!"},{"$error":"#DIV/0!"},{"$error":"#DIV/0!"},{"$error":"#DIV/0!"},{"$error":"#DIV/0!"},{"$error":"#DIV/0!"},{"$error":"#DIV/0!"},{"$error":"#DIV/0!"},{"$error":"#DIV/0!"},{"$error":"#DIV/0!"},{"$error":"#DIV/0!"},{"$error":"#DIV/0!"},{"$error":"#DIV/0!"},{"$error":"#DIV/0!"},{"$error":"#DIV/0!"},{"$error":"#DIV/0!"},{"$error":"#DIV/0!"},{"$error":"#DIV/0!"},{"$error":"#DIV/0!"},{"$error":"#DIV/0!"},{"$error":"#DIV/0!"},{"$error":"#DIV/0!"},{"$error":"#DIV/0!"},{"$error":"#DIV/0!"},{"$error":"#DIV/0!"},{"$error":"#DIV/0!"},{"$error":"#DIV/0!"},{"$error":"#DIV/0!"},{"$error":"#DIV/0!"},{"$error":"#DIV/0!"},{"$error":"#DIV/0!"},{"$error":"#DIV/0!"},{"$error":"#DIV/0!"},{"$error":"#DIV/0!"},{"$error":"#DIV/0!"},{"$error":"#DIV/0!"},{"$error":"#DIV/0!"},{"$error":"#DIV/0!"},{"$error":"#DIV/0!"},{"$f":"WGX529 + WGX530 - WGX531","v":{"$error":"#DIV/0!"}},{"$error":"#DIV/0!"},{"$error":"#DIV/0!"},{"$error":"#DIV/0!"},{"$error":"#DIV/0!"},{"$error":"#DIV/0!"},{"$error":"#DIV/0!"},{"$error":"#DIV/0!"},{"$error":"#DIV/0!"},{"$error":"#DIV/0!"},{"$error":"#DIV/0!"},{"$error":"#DIV/0!"},{"$error":"#DIV/0!"},{"$error":"#DIV/0!"},{"$error":"#DIV/0!"},{"$error":"#DIV/0!"},{"$error":"#DIV/0!"},{"$error":"#DIV/0!"},{"$error":"#DIV/0!"},{"$error":"#DIV/0!"},{"$error":"#DIV/0!"},{"$error":"#DIV/0!"},{"$error":"#DIV/0!"},{"$error":"#DIV/0!"},{"$error":"#DIV/0!"},{"$error":"#DIV/0!"},{"$error":"#DIV/0!"},{"$error":"#DIV/0!"},{"$error":"#DIV/0!"},{"$error":"#DIV/0!"},{"$error":"#DIV/0!"},{"$error":"#DIV/0!"},{"$error":"#DIV/0!"},{"$error":"#DIV/0!"},{"$error":"#DIV/0!"},{"$error":"#DIV/0!"},{"$error":"#DIV/0!"},{"$error":"#DIV/0!"},{"$error":"#DIV/0!"},{"$error":"#DIV/0!"},{"$error":"#DIV/0!"},{"$error":"#DIV/0!"},{"$error":"#DIV/0!"},{"$error":"#DIV/0!"},{"$error":"#DIV/0!"},{"$error":"#DIV/0!"},{"$error":"#DIV/0!"},{"$error":"#DIV/0!"},{"$error":"#DIV/0!"},{"$error":"#DIV/0!"},{"$error":"#DIV/0!"},{"$error":"#DIV/0!"},{"$error":"#DIV/0!"},{"$error":"#DIV/0!"},{"$error":"#DIV/0!"},{"$error":"#DIV/0!"},{"$error":"#DIV/0!"},{"$error":"#DIV/0!"},{"$error":"#DIV/0!"},{"$error":"#DIV/0!"},{"$error":"#DIV/0!"},{"$error":"#DIV/0!"},{"$error":"#DIV/0!"},{"$error":"#DIV/0!"},{"$f":"WJJ529 + WJJ530 - WJJ531","v":{"$error":"#DIV/0!"}},{"$error":"#DIV/0!"},{"$error":"#DIV/0!"},{"$error":"#DIV/0!"},{"$error":"#DIV/0!"},{"$error":"#DIV/0!"},{"$error":"#DIV/0!"},{"$error":"#DIV/0!"},{"$error":"#DIV/0!"},{"$error":"#DIV/0!"},{"$error":"#DIV/0!"},{"$error":"#DIV/0!"},{"$error":"#DIV/0!"},{"$error":"#DIV/0!"},{"$error":"#DIV/0!"},{"$error":"#DIV/0!"},{"$error":"#DIV/0!"},{"$error":"#DIV/0!"},{"$error":"#DIV/0!"},{"$error":"#DIV/0!"},{"$error":"#DIV/0!"},{"$error":"#DIV/0!"},{"$error":"#DIV/0!"},{"$error":"#DIV/0!"},{"$error":"#DIV/0!"},{"$error":"#DIV/0!"},{"$error":"#DIV/0!"},{"$error":"#DIV/0!"},{"$error":"#DIV/0!"},{"$error":"#DIV/0!"},{"$error":"#DIV/0!"},{"$error":"#DIV/0!"},{"$error":"#DIV/0!"},{"$error":"#DIV/0!"},{"$error":"#DIV/0!"},{"$error":"#DIV/0!"},{"$error":"#DIV/0!"},{"$error":"#DIV/0!"},{"$error":"#DIV/0!"},{"$error":"#DIV/0!"},{"$error":"#DIV/0!"},{"$error":"#DIV/0!"},{"$error":"#DIV/0!"},{"$error":"#DIV/0!"},{"$error":"#DIV/0!"},{"$error":"#DIV/0!"},{"$error":"#DIV/0!"},{"$error":"#DIV/0!"},{"$error":"#DIV/0!"},{"$error":"#DIV/0!"},{"$error":"#DIV/0!"},{"$error":"#DIV/0!"},{"$error":"#DIV/0!"},{"$error":"#DIV/0!"},{"$error":"#DIV/0!"},{"$error":"#DIV/0!"},{"$error":"#DIV/0!"},{"$error":"#DIV/0!"},{"$error":"#DIV/0!"},{"$error":"#DIV/0!"},{"$error":"#DIV/0!"},{"$error":"#DIV/0!"},{"$error":"#DIV/0!"},{"$error":"#DIV/0!"},{"$f":"WLV529 + WLV530 - WLV531","v":{"$error":"#DIV/0!"}},{"$error":"#DIV/0!"},{"$error":"#DIV/0!"},{"$error":"#DIV/0!"},{"$error":"#DIV/0!"},{"$error":"#DIV/0!"},{"$error":"#DIV/0!"},{"$error":"#DIV/0!"},{"$error":"#DIV/0!"},{"$error":"#DIV/0!"},{"$error":"#DIV/0!"},{"$error":"#DIV/0!"},{"$error":"#DIV/0!"},{"$error":"#DIV/0!"},{"$error":"#DIV/0!"},{"$error":"#DIV/0!"},{"$error":"#DIV/0!"},{"$error":"#DIV/0!"},{"$error":"#DIV/0!"},{"$error":"#DIV/0!"},{"$error":"#DIV/0!"},{"$error":"#DIV/0!"},{"$error":"#DIV/0!"},{"$error":"#DIV/0!"},{"$error":"#DIV/0!"},{"$error":"#DIV/0!"},{"$error":"#DIV/0!"},{"$error":"#DIV/0!"},{"$error":"#DIV/0!"},{"$error":"#DIV/0!"},{"$error":"#DIV/0!"},{"$error":"#DIV/0!"},{"$error":"#DIV/0!"},{"$error":"#DIV/0!"},{"$error":"#DIV/0!"},{"$error":"#DIV/0!"},{"$error":"#DIV/0!"},{"$error":"#DIV/0!"},{"$error":"#DIV/0!"},{"$error":"#DIV/0!"},{"$error":"#DIV/0!"},{"$error":"#DIV/0!"},{"$error":"#DIV/0!"},{"$error":"#DIV/0!"},{"$error":"#DIV/0!"},{"$error":"#DIV/0!"},{"$error":"#DIV/0!"},{"$error":"#DIV/0!"},{"$error":"#DIV/0!"},{"$error":"#DIV/0!"},{"$error":"#DIV/0!"},{"$error":"#DIV/0!"},{"$error":"#DIV/0!"},{"$error":"#DIV/0!"},{"$error":"#DIV/0!"},{"$error":"#DIV/0!"},{"$error":"#DIV/0!"},{"$error":"#DIV/0!"},{"$error":"#DIV/0!"},{"$error":"#DIV/0!"},{"$error":"#DIV/0!"},{"$error":"#DIV/0!"},{"$error":"#DIV/0!"},{"$error":"#DIV/0!"},{"$f":"WOH529 + WOH530 - WOH531","v":{"$error":"#DIV/0!"}},{"$error":"#DIV/0!"},{"$error":"#DIV/0!"},{"$error":"#DIV/0!"},{"$error":"#DIV/0!"},{"$error":"#DIV/0!"},{"$error":"#DIV/0!"},{"$error":"#DIV/0!"},{"$error":"#DIV/0!"},{"$error":"#DIV/0!"},{"$error":"#DIV/0!"},{"$error":"#DIV/0!"},{"$error":"#DIV/0!"},{"$error":"#DIV/0!"},{"$error":"#DIV/0!"},{"$error":"#DIV/0!"},{"$error":"#DIV/0!"},{"$error":"#DIV/0!"},{"$error":"#DIV/0!"},{"$error":"#DIV/0!"},{"$error":"#DIV/0!"},{"$error":"#DIV/0!"},{"$error":"#DIV/0!"},{"$error":"#DIV/0!"},{"$error":"#DIV/0!"},{"$error":"#DIV/0!"},{"$error":"#DIV/0!"},{"$error":"#DIV/0!"},{"$error":"#DIV/0!"},{"$error":"#DIV/0!"},{"$error":"#DIV/0!"},{"$error":"#DIV/0!"},{"$error":"#DIV/0!"},{"$error":"#DIV/0!"},{"$error":"#DIV/0!"},{"$error":"#DIV/0!"},{"$error":"#DIV/0!"},{"$error":"#DIV/0!"},{"$error":"#DIV/0!"},{"$error":"#DIV/0!"},{"$error":"#DIV/0!"},{"$error":"#DIV/0!"},{"$error":"#DIV/0!"},{"$error":"#DIV/0!"},{"$error":"#DIV/0!"},{"$error":"#DIV/0!"},{"$error":"#DIV/0!"},{"$error":"#DIV/0!"},{"$error":"#DIV/0!"},{"$error":"#DIV/0!"},{"$error":"#DIV/0!"},{"$error":"#DIV/0!"},{"$error":"#DIV/0!"},{"$error":"#DIV/0!"},{"$error":"#DIV/0!"},{"$error":"#DIV/0!"},{"$error":"#DIV/0!"},{"$error":"#DIV/0!"},{"$error":"#DIV/0!"},{"$error":"#DIV/0!"},{"$error":"#DIV/0!"},{"$error":"#DIV/0!"},{"$error":"#DIV/0!"},{"$error":"#DIV/0!"},{"$f":"WQT529 + WQT530 - WQT531","v":{"$error":"#DIV/0!"}},{"$error":"#DIV/0!"},{"$error":"#DIV/0!"},{"$error":"#DIV/0!"},{"$error":"#DIV/0!"},{"$error":"#DIV/0!"},{"$error":"#DIV/0!"},{"$error":"#DIV/0!"},{"$error":"#DIV/0!"},{"$error":"#DIV/0!"},{"$error":"#DIV/0!"},{"$error":"#DIV/0!"},{"$error":"#DIV/0!"},{"$error":"#DIV/0!"},{"$error":"#DIV/0!"},{"$error":"#DIV/0!"},{"$error":"#DIV/0!"},{"$error":"#DIV/0!"},{"$error":"#DIV/0!"},{"$error":"#DIV/0!"},{"$error":"#DIV/0!"},{"$error":"#DIV/0!"},{"$error":"#DIV/0!"},{"$error":"#DIV/0!"},{"$error":"#DIV/0!"},{"$error":"#DIV/0!"},{"$error":"#DIV/0!"},{"$error":"#DIV/0!"},{"$error":"#DIV/0!"},{"$error":"#DIV/0!"},{"$error":"#DIV/0!"},{"$error":"#DIV/0!"},{"$error":"#DIV/0!"},{"$error":"#DIV/0!"},{"$error":"#DIV/0!"},{"$error":"#DIV/0!"},{"$error":"#DIV/0!"},{"$error":"#DIV/0!"},{"$error":"#DIV/0!"},{"$error":"#DIV/0!"},{"$error":"#DIV/0!"},{"$error":"#DIV/0!"},{"$error":"#DIV/0!"},{"$error":"#DIV/0!"},{"$error":"#DIV/0!"},{"$error":"#DIV/0!"},{"$error":"#DIV/0!"},{"$error":"#DIV/0!"},{"$error":"#DIV/0!"},{"$error":"#DIV/0!"},{"$error":"#DIV/0!"},{"$error":"#DIV/0!"},{"$error":"#DIV/0!"},{"$error":"#DIV/0!"},{"$error":"#DIV/0!"},{"$error":"#DIV/0!"},{"$error":"#DIV/0!"},{"$error":"#DIV/0!"},{"$error":"#DIV/0!"},{"$error":"#DIV/0!"},{"$error":"#DIV/0!"},{"$error":"#DIV/0!"},{"$error":"#DIV/0!"},{"$error":"#DIV/0!"},{"$f":"WTF529 + WTF530 - WTF531","v":{"$error":"#DIV/0!"}},{"$error":"#DIV/0!"},{"$error":"#DIV/0!"},{"$error":"#DIV/0!"},{"$error":"#DIV/0!"},{"$error":"#DIV/0!"},{"$error":"#DIV/0!"},{"$error":"#DIV/0!"},{"$error":"#DIV/0!"},{"$error":"#DIV/0!"},{"$error":"#DIV/0!"},{"$error":"#DIV/0!"},{"$error":"#DIV/0!"},{"$error":"#DIV/0!"},{"$error":"#DIV/0!"},{"$error":"#DIV/0!"},{"$error":"#DIV/0!"},{"$error":"#DIV/0!"},{"$error":"#DIV/0!"},{"$error":"#DIV/0!"},{"$error":"#DIV/0!"},{"$error":"#DIV/0!"},{"$error":"#DIV/0!"},{"$error":"#DIV/0!"},{"$error":"#DIV/0!"},{"$error":"#DIV/0!"},{"$error":"#DIV/0!"},{"$error":"#DIV/0!"},{"$error":"#DIV/0!"},{"$error":"#DIV/0!"},{"$error":"#DIV/0!"},{"$error":"#DIV/0!"},{"$error":"#DIV/0!"},{"$error":"#DIV/0!"},{"$error":"#DIV/0!"},{"$error":"#DIV/0!"},{"$error":"#DIV/0!"},{"$error":"#DIV/0!"},{"$error":"#DIV/0!"},{"$error":"#DIV/0!"},{"$error":"#DIV/0!"},{"$error":"#DIV/0!"},{"$error":"#DIV/0!"},{"$error":"#DIV/0!"},{"$error":"#DIV/0!"},{"$error":"#DIV/0!"},{"$error":"#DIV/0!"},{"$error":"#DIV/0!"},{"$error":"#DIV/0!"},{"$error":"#DIV/0!"},{"$error":"#DIV/0!"},{"$error":"#DIV/0!"},{"$error":"#DIV/0!"},{"$error":"#DIV/0!"},{"$error":"#DIV/0!"},{"$error":"#DIV/0!"},{"$error":"#DIV/0!"},{"$error":"#DIV/0!"},{"$error":"#DIV/0!"},{"$error":"#DIV/0!"},{"$error":"#DIV/0!"},{"$error":"#DIV/0!"},{"$error":"#DIV/0!"},{"$error":"#DIV/0!"},{"$f":"WVR529 + WVR530 - WVR531","v":{"$error":"#DIV/0!"}},{"$error":"#DIV/0!"},{"$error":"#DIV/0!"},{"$error":"#DIV/0!"},{"$error":"#DIV/0!"},{"$error":"#DIV/0!"},{"$error":"#DIV/0!"},{"$error":"#DIV/0!"},{"$error":"#DIV/0!"},{"$error":"#DIV/0!"},{"$error":"#DIV/0!"},{"$error":"#DIV/0!"},{"$error":"#DIV/0!"},{"$error":"#DIV/0!"},{"$error":"#DIV/0!"},{"$error":"#DIV/0!"},{"$error":"#DIV/0!"},{"$error":"#DIV/0!"},{"$error":"#DIV/0!"},{"$error":"#DIV/0!"},{"$error":"#DIV/0!"},{"$error":"#DIV/0!"},{"$error":"#DIV/0!"},{"$error":"#DIV/0!"},{"$error":"#DIV/0!"},{"$error":"#DIV/0!"},{"$error":"#DIV/0!"},{"$error":"#DIV/0!"},{"$error":"#DIV/0!"},{"$error":"#DIV/0!"},{"$error":"#DIV/0!"},{"$error":"#DIV/0!"},{"$error":"#DIV/0!"},{"$error":"#DIV/0!"},{"$error":"#DIV/0!"},{"$error":"#DIV/0!"},{"$error":"#DIV/0!"},{"$error":"#DIV/0!"},{"$error":"#DIV/0!"},{"$error":"#DIV/0!"},{"$error":"#DIV/0!"},{"$error":"#DIV/0!"},{"$error":"#DIV/0!"},{"$error":"#DIV/0!"},{"$error":"#DIV/0!"},{"$error":"#DIV/0!"},{"$error":"#DIV/0!"},{"$error":"#DIV/0!"},{"$error":"#DIV/0!"},{"$error":"#DIV/0!"},{"$error":"#DIV/0!"},{"$error":"#DIV/0!"},{"$error":"#DIV/0!"},{"$error":"#DIV/0!"},{"$error":"#DIV/0!"},{"$error":"#DIV/0!"},{"$error":"#DIV/0!"},{"$error":"#DIV/0!"},{"$error":"#DIV/0!"},{"$error":"#DIV/0!"},{"$error":"#DIV/0!"},{"$error":"#DIV/0!"},{"$error":"#DIV/0!"},{"$error":"#DIV/0!"},{"$f":"WYD529 + WYD530 - WYD531","v":{"$error":"#DIV/0!"}},{"$error":"#DIV/0!"},{"$error":"#DIV/0!"},{"$error":"#DIV/0!"},{"$error":"#DIV/0!"},{"$error":"#DIV/0!"},{"$error":"#DIV/0!"},{"$error":"#DIV/0!"},{"$error":"#DIV/0!"},{"$error":"#DIV/0!"},{"$error":"#DIV/0!"},{"$error":"#DIV/0!"},{"$error":"#DIV/0!"},{"$error":"#DIV/0!"},{"$error":"#DIV/0!"},{"$error":"#DIV/0!"},{"$error":"#DIV/0!"},{"$error":"#DIV/0!"},{"$error":"#DIV/0!"},{"$error":"#DIV/0!"},{"$error":"#DIV/0!"},{"$error":"#DIV/0!"},{"$error":"#DIV/0!"},{"$error":"#DIV/0!"},{"$error":"#DIV/0!"},{"$error":"#DIV/0!"},{"$error":"#DIV/0!"},{"$error":"#DIV/0!"},{"$error":"#DIV/0!"},{"$error":"#DIV/0!"},{"$error":"#DIV/0!"},{"$error":"#DIV/0!"},{"$error":"#DIV/0!"},{"$error":"#DIV/0!"},{"$error":"#DIV/0!"},{"$error":"#DIV/0!"},{"$error":"#DIV/0!"},{"$error":"#DIV/0!"},{"$error":"#DIV/0!"},{"$error":"#DIV/0!"},{"$error":"#DIV/0!"},{"$error":"#DIV/0!"},{"$error":"#DIV/0!"},{"$error":"#DIV/0!"},{"$error":"#DIV/0!"},{"$error":"#DIV/0!"},{"$error":"#DIV/0!"},{"$error":"#DIV/0!"},{"$error":"#DIV/0!"},{"$error":"#DIV/0!"},{"$error":"#DIV/0!"},{"$error":"#DIV/0!"},{"$error":"#DIV/0!"},{"$error":"#DIV/0!"},{"$error":"#DIV/0!"},{"$error":"#DIV/0!"},{"$error":"#DIV/0!"},{"$error":"#DIV/0!"},{"$error":"#DIV/0!"},{"$error":"#DIV/0!"},{"$error":"#DIV/0!"},{"$error":"#DIV/0!"},{"$error":"#DIV/0!"},{"$error":"#DIV/0!"},{"$f":"XAP529 + XAP530 - XAP531","v":{"$error":"#DIV/0!"}},{"$error":"#DIV/0!"},{"$error":"#DIV/0!"},{"$error":"#DIV/0!"},{"$error":"#DIV/0!"},{"$error":"#DIV/0!"},{"$error":"#DIV/0!"},{"$error":"#DIV/0!"},{"$error":"#DIV/0!"},{"$error":"#DIV/0!"},{"$error":"#DIV/0!"},{"$error":"#DIV/0!"},{"$error":"#DIV/0!"},{"$error":"#DIV/0!"},{"$error":"#DIV/0!"},{"$error":"#DIV/0!"},{"$error":"#DIV/0!"},{"$error":"#DIV/0!"},{"$error":"#DIV/0!"},{"$error":"#DIV/0!"},{"$error":"#DIV/0!"},{"$error":"#DIV/0!"},{"$error":"#DIV/0!"},{"$error":"#DIV/0!"},{"$error":"#DIV/0!"},{"$error":"#DIV/0!"},{"$error":"#DIV/0!"},{"$error":"#DIV/0!"},{"$error":"#DIV/0!"},{"$error":"#DIV/0!"},{"$error":"#DIV/0!"},{"$error":"#DIV/0!"},{"$error":"#DIV/0!"},{"$error":"#DIV/0!"},{"$error":"#DIV/0!"},{"$error":"#DIV/0!"},{"$error":"#DIV/0!"},{"$error":"#DIV/0!"},{"$error":"#DIV/0!"},{"$error":"#DIV/0!"},{"$error":"#DIV/0!"},{"$error":"#DIV/0!"},{"$error":"#DIV/0!"},{"$error":"#DIV/0!"},{"$error":"#DIV/0!"},{"$error":"#DIV/0!"},{"$error":"#DIV/0!"},{"$error":"#DIV/0!"},{"$error":"#DIV/0!"},{"$error":"#DIV/0!"},{"$error":"#DIV/0!"},{"$error":"#DIV/0!"},{"$error":"#DIV/0!"},{"$error":"#DIV/0!"},{"$error":"#DIV/0!"},{"$error":"#DIV/0!"},{"$error":"#DIV/0!"},{"$error":"#DIV/0!"},{"$error":"#DIV/0!"},{"$error":"#DIV/0!"},{"$error":"#DIV/0!"},{"$error":"#DIV/0!"},{"$error":"#DIV/0!"},{"$error":"#DIV/0!"},{"$f":"XDB529 + XDB530 - XDB531","v":{"$error":"#DIV/0!"}},{"$error":"#DIV/0!"},{"$error":"#DIV/0!"},{"$error":"#DIV/0!"},{"$error":"#DIV/0!"},{"$error":"#DIV/0!"},{"$error":"#DIV/0!"},{"$error":"#DIV/0!"},{"$error":"#DIV/0!"},{"$error":"#DIV/0!"},{"$error":"#DIV/0!"},{"$error":"#DIV/0!"},{"$error":"#DIV/0!"},{"$error":"#DIV/0!"},{"$error":"#DIV/0!"},{"$error":"#DIV/0!"},{"$error":"#DIV/0!"},{"$error":"#DIV/0!"},{"$error":"#DIV/0!"},{"$error":"#DIV/0!"},{"$error":"#DIV/0!"},{"$error":"#DIV/0!"},{"$error":"#DIV/0!"},{"$error":"#DIV/0!"},{"$error":"#DIV/0!"},{"$error":"#DIV/0!"},{"$error":"#DIV/0!"},{"$error":"#DIV/0!"},{"$error":"#DIV/0!"},{"$error":"#DIV/0!"},{"$error":"#DIV/0!"},{"$error":"#DIV/0!"},{"$error":"#DIV/0!"},{"$error":"#DIV/0!"},{"$error":"#DIV/0!"},{"$error":"#DIV/0!"},{"$error":"#DIV/0!"},{"$error":"#DIV/0!"},{"$error":"#DIV/0!"},{"$error":"#DIV/0!"},{"$error":"#DIV/0!"},{"$error":"#DIV/0!"},{"$error":"#DIV/0!"},{"$error":"#DIV/0!"},{"$error":"#DIV/0!"},{"$error":"#DIV/0!"},{"$error":"#DIV/0!"},{"$error":"#DIV/0!"},{"$error":"#DIV/0!"},{"$error":"#DIV/0!"},{"$error":"#DIV/0!"},{"$error":"#DIV/0!"},{"$error":"#DIV/0!"},{"$error":"#DIV/0!"},{"$error":"#DIV/0!"}]
[]
[]
[]
[]
[]
[{"$f":"+A526+1","v":527},"Loan","Assume that pay back is equal to depreciation to aviod fluctuating cash flow"]
[528,""]
[529,"Interest",{"$f":"+F487","v":0.05},"Life time loan",{"$f":"+D502","v":20},"year","%"]
[530,"Total debt of all loans end of year",null,null,null,null,{"$f":"\"k\"&Summary!$G$3","v":"k£"},null,{"$f":"+I499","v":{"$error":"#DIV/0!"}},{"$f":"+I541+J499-J542","v":{"$error":"#DIV/0!"}},{"$f":"+J541+K499-K542","v":{"$error":"#DIV/0!"}},{"$error":"#DIV/0!"},{"$error":"#DIV/0!"},{"$error":"#DIV/0!"},{"$error":"#DIV/0!"},{"$error":"#DIV/0!"},{"$error":"#DIV/0!"},{"$error":"#DIV/0!"},{"$error":"#DIV/0!"},{"$error":"#DIV/0!"},{"$error":"#DIV/0!"},{"$error":"#DIV/0!"},{"$error":"#DIV/0!"},{"$error":"#DIV/0!"},{"$error":"#DIV/0!"},{"$error":"#DIV/0!"},{"$error":"#DIV/0!"},{"$error":"#DIV/0!"},{"$error":"#DIV/0!"}]
[531,"Pay back end of the year",null,null,null,null,{"$f":"\"k\"&Summary!$G$3","v":"k£"},null,{"$f":"+I523","v":0},{"$f":"+J523","v":{"$error":"#DIV/0!"}},{"$f":"+K523","v":{"$error":"#DIV/0!"}},{"$error":"#DIV/0!"},{"$error":"#DIV/0!"},{"$error":"#DIV/0!"},{"$error":"#DIV/0!"},{"$error":"#DIV/0!"},{"$error":"#DIV/0!"},{"$error":"#DIV/0!"},{"$error":"#DIV/0!"},{"$error":"#DIV/0!"},{"$error":"#DIV/0!"},{"$error":"#DIV/0!"},{"$error":"#DIV/0!"},{"$error":"#DIV/0!"},{"$error":"#DIV/0!"},{"$error":"#DIV/0!"},{"$error":"#DIV/0!"},{"$error":"#DIV/0!"},{"$error":"#DIV/0!"}]
[532,"Interest long-term loan",null,null,null,null,{"$f":"\"k\"&Summary!$G$3","v":"k£"},null,{"$f":"+$C540*(I541+H541)/2","v":{"$error":"#DIV/0!"}},{"$f":"+$C540*(J541+I541)/2","v":{"$error":"#DIV/0!"}},{"$f":"+$C540*(K541+J541)/2","v":{"$error":"#DIV/0!"}},{"$error":"#DIV/0!"},{"$error":"#DIV/0!"},{"$error":"#DIV/0!"},{"$error":"#DIV/0!"},{"$error":"#DIV/0!"},{"$error":"#DIV/0!"},{"$error":"#DIV/0!"},{"$error":"#DIV/0!"},{"$error":"#DIV/0!"},{"$error":"#DIV/0!"},{"$error":"#DIV/0!"},{"$error":"#DIV/0!"},{"$error":"#DIV/0!"},{"$error":"#DIV/0!"},{"$error":"#DIV/0!"},{"$error":"#DIV/0!"},{"$error":"#DIV/0!"},{"$error":"#DIV/0!"}]
[533]
[534,"Profit/loss account"]
[535,{"$f":"+B490","v":"Revenues for sale of heat"},null,null,null,null,{"$f":"\"k\"&Summary!$G$3","v":"k£"},null,{"$f":"+I$487*I490","v":0},0,0,0,0,0,0,0,0,0,0,0,0,0,0,0,0,0,0,0,0]
[536,{"$f":"+B491","v":"Revenues from Heat Incentive tariff"},null,null,null,null,{"$f":"\"k\"&Summary!$G$3","v":"k£"},null,{"$f":"+I$487*I491","v":0},{"$error":"#DIV/0!"},{"$error":"#DIV/0!"},{"$error":"#DIV/0!"},{"$error":"#DIV/0!"},{"$error":"#DIV/0!"},{"$error":"#DIV/0!"},{"$error":"#DIV/0!"},{"$error":"#DIV/0!"},{"$error":"#DIV/0!"},{"$error":"#DIV/0!"},0,0,0,0,0,0,0,0,0,0]
[537,{"$f":"+B492","v":"Purchase of energy"},null,null,null,null,{"$f":"\"k\"&Summary!$G$3","v":"k£"},null,{"$f":"+I$487*I492","v":{"$error":"#DIV/0!"}},{"$error":"#DIV/0!"},{"$error":"#DIV/0!"},{"$error":"#DIV/0!"},{"$error":"#DIV/0!"},{"$error":"#DIV/0!"},{"$error":"#DIV/0!"},{"$error":"#DIV/0!"},{"$error":"#DIV/0!"},{"$error":"#DIV/0!"},{"$error":"#DIV/0!"},{"$error":"#DIV/0!"},{"$error":"#DIV/0!"},{"$error":"#DIV/0!"},{"$error":"#DIV/0!"},{"$error":"#DIV/0!"},{"$f":"+Y$487*Y492","v":{"$error":"#DIV/0!"}},{"$error":"#DIV/0!"},{"$error":"#DIV/0!"},{"$error":"#DIV/0!"},{"$error":"#DIV/0!"}]
[538,{"$f":"+B494","v":"Total O&M costs"},null,null,null,null,{"$f":"\"k\"&Summary!$G$3","v":"k£"},null,{"$f":"+I$487*I494","v":{"$error":"#DIV/0!"}},{"$f":"+J$487*J494","v":{"$error":"#DIV/0!"}},{"$error":"#DIV/0!"},{"$error":"#DIV/0!"},{"$error":"#DIV/0!"},{"$error":"#DIV/0!"},{"$error":"#DIV/0!"},{"$error":"#DIV/0!"},{"$error":"#DIV/0!"},{"$error":"#DIV/0!"},{"$error":"#DIV/0!"},{"$error":"#DIV/0!"},{"$error":"#DIV/0!"},{"$error":"#DIV/0!"},{"$error":"#DIV/0!"},{"$error":"#DIV/0!"},{"$error":"#DIV/0!"},{"$error":"#DIV/0!"},{"$error":"#DIV/0!"},{"$error":"#DIV/0!"},{"$error":"#DIV/0!"}]
[539,"Total operating profit",null,null,null,null,{"$f":"\"k\"&Summary!$G$3","v":"k£"},null,{"$f":"SUM(I546:I549)","v":{"$error":"#DIV/0!"}},{"$f":"SUM(J546:J549)","v":{"$error":"#DIV/0!"}},{"$f":"SUM(K546:K549)","v":{"$error":"#DIV/0!"}},{"$error":"#DIV/0!"},{"$error":"#DIV/0!"},{"$error":"#DIV/0!"},{"$error":"#DIV/0!"},{"$error":"#DIV/0!"},{"$error":"#DIV/0!"},{"$error":"#DIV/0!"},{"$error":"#DIV/0!"},{"$error":"#DIV/0!"},{"$error":"#DIV/0!"},{"$error":"#DIV/0!"},{"$error":"#DIV/0!"},{"$error":"#DIV/0!"},{"$error":"#DIV/0!"},{"$error":"#DIV/0!"},{"$error":"#DIV/0!"},{"$error":"#DIV/0!"},{"$error":"#DIV/0!"}]
[540]
[541,"Financial costs"]
[542,"Depreciation",null,null,null,null,{"$f":"\"k\"&Summary!$G$3","v":"k£"},null,{"$f":"+I523","v":0},{"$f":"+J523","v":{"$error":"#DIV/0!"}},{"$error":"#DIV/0!"},{"$error":"#DIV/0!"},{"$error":"#DIV/0!"},{"$error":"#DIV/0!"},{"$error":"#DIV/0!"},{"$error":"#DIV/0!"},{"$error":"#DIV/0!"},{"$error":"#DIV/0!"},{"$error":"#DIV/0!"},{"$error":"#DIV/0!"},{"$error":"#DIV/0!"},{"$error":"#DIV/0!"},{"$error":"#DIV/0!"},{"$error":"#DIV/0!"},{"$error":"#DIV/0!"},{"$error":"#DIV/0!"},{"$error":"#DIV/0!"},{"$error":"#DIV/0!"},{"$error":"#DIV/0!"}]
[543,"Interest long-term loan",null,null,null,null,{"$f":"\"k\"&Summary!$G$3","v":"k£"},null,{"$f":"+I543","v":{"$error":"#DIV/0!"}},{"$f":"+J543","v":{"$error":"#DIV/0!"}},{"$error":"#DIV/0!"},{"$error":"#DIV/0!"},{"$error":"#DIV/0!"},{"$error":"#DIV/0!"},{"$error":"#DIV/0!"},{"$error":"#DIV/0!"},{"$error":"#DIV/0!"},{"$error":"#DIV/0!"},{"$error":"#DIV/0!"},{"$error":"#DIV/0!"},{"$error":"#DIV/0!"},{"$error":"#DIV/0!"},{"$error":"#DIV/0!"},{"$error":"#DIV/0!"},{"$error":"#DIV/0!"},{"$error":"#DIV/0!"},{"$error":"#DIV/0!"},{"$error":"#DIV/0!"},{"$error":"#DIV/0!"}]
[544,"Interest short-term loan",null,{"$f":"+Summary!J79","v":0.06},{"$f":"+Summary!J80","v":0.04},null,null,null,{"$f":"+IF(H560<0,H560*$D555,H560*$E555)","v":0},{"$f":"+IF(I560<0,I560*$D555,I560*$E555)","v":{"$error":"#DIV/0!"}},{"$f":"+IF(J560<0,J560*$D555,J560*$E555)","v":{"$error":"#DIV/0!"}},{"$error":"#DIV/0!"},{"$error":"#DIV/0!"},{"$error":"#DIV/0!"},{"$error":"#DIV/0!"},{"$error":"#DIV/0!"},{"$error":"#DIV/0!"},{"$error":"#DIV/0!"},{"$error":"#DIV/0!"},{"$error":"#DIV/0!"},{"$error":"#DIV/0!"},{"$error":"#DIV/0!"},{"$error":"#DIV/0!"},{"$error":"#DIV/0!"},{"$error":"#DIV/0!"},{"$error":"#DIV/0!"},{"$error":"#DIV/0!"},{"$error":"#DIV/0!"},{"$error":"#DIV/0!"}]
[545,"Financial costs",null,null,null,null,{"$f":"\"k\"&Summary!$G$3","v":"k£"},null,{"$f":"SUM(I553:I555)","v":{"$error":"#DIV/0!"}},{"$f":"SUM(J553:J555)","v":{"$error":"#DIV/0!"}},{"$error":"#DIV/0!"},{"$f":"SUM(L553:L555)","v":{"$error":"#DIV/0!"}},{"$f":"SUM(M553:M555)","v":{"$error":"#DIV/0!"}},{"$f":"SUM(N553:N555)","v":{"$error":"#DIV/0!"}},{"$f":"SUM(O553:O555)","v":{"$error":"#DIV/0!"}},{"$f":"SUM(P553:P555)","v":{"$error":"#DIV/0!"}},{"$f":"SUM(Q553:Q555)","v":{"$error":"#DIV/0!"}},{"$f":"SUM(R553:R555)","v":{"$error":"#DIV/0!"}},{"$f":"SUM(S553:S555)","v":{"$error":"#DIV/0!"}},{"$f":"SUM(T553:T555)","v":{"$error":"#DIV/0!"}},{"$f":"SUM(U553:U555)","v":{"$error":"#DIV/0!"}},{"$f":"SUM(V553:V555)","v":{"$error":"#DIV/0!"}},{"$f":"SUM(W553:W555)","v":{"$error":"#DIV/0!"}},{"$f":"SUM(X553:X555)","v":{"$error":"#DIV/0!"}},{"$f":"SUM(Y553:Y555)","v":{"$error":"#DIV/0!"}},{"$f":"SUM(Z553:Z555)","v":{"$error":"#DIV/0!"}},{"$f":"SUM(AA553:AA555)","v":{"$error":"#DIV/0!"}},{"$f":"SUM(AB553:AB555)","v":{"$error":"#DIV/0!"}},{"$f":"SUM(AC553:AC555)","v":{"$error":"#DIV/0!"}}]
[546]
[547,"Total profit",null,null,null,null,{"$f":"\"k\"&Summary!$G$3","v":"k£"},null,{"$f":"+I550-I556","v":{"$error":"#DIV/0!"}},{"$error":"#DIV/0!"},{"$error":"#DIV/0!"},{"$error":"#DIV/0!"},{"$error":"#DIV/0!"},{"$error":"#DIV/0!"},{"$error":"#DIV/0!"},{"$error":"#DIV/0!"},{"$error":"#DIV/0!"},{"$error":"#DIV/0!"},{"$error":"#DIV/0!"},{"$error":"#DIV/0!"},{"$error":"#DIV/0!"},{"$error":"#DIV/0!"},{"$error":"#DIV/0!"},{"$error":"#DIV/0!"},{"$error":"#DIV/0!"},{"$error":"#DIV/0!"},{"$error":"#DIV/0!"},{"$error":"#DIV/0!"},{"$error":"#DIV/0!"}]
[548]
[549,"Accumulated profit",null,null,null,null,{"$f":"\"k\"&Summary!$G$3","v":"k£"},null,{"$f":"+I558","v":{"$error":"#DIV/0!"}},{"$f":"+I560+J558","v":{"$error":"#DIV/0!"}},{"$f":"+J560+K558","v":{"$error":"#DIV/0!"}},{"$error":"#DIV/0!"},{"$error":"#DIV/0!"},{"$error":"#DIV/0!"},{"$error":"#DIV/0!"},{"$error":"#DIV/0!"},{"$error":"#DIV/0!"},{"$error":"#DIV/0!"},{"$error":"#DIV/0!"},{"$error":"#DIV/0!"},{"$error":"#DIV/0!"},{"$error":"#DIV/0!"},{"$error":"#DIV/0!"},{"$error":"#DIV/0!"},{"$error":"#DIV/0!"},{"$error":"#DIV/0!"},{"$error":"#DIV/0!"},{"$error":"#DIV/0!"},{"$error":"#DIV/0!"}]
[{"$f":"+A560+1","v":550},"Financial pay-back time of cash credit",null,null,null,{"$f":"+SUM(I561:AC561)","v":{"$error":"#DIV/0!"}},"years",null,{"$f":"+IF(I560<0,1,0)","v":{"$error":"#DIV/0!"}},{"$f":"+IF(J560<0,1,0)","v":{"$error":"#DIV/0!"}},{"$error":"#DIV/0!"},{"$error":"#DIV/0!"},{"$error":"#DIV/0!"},{"$error":"#DIV/0!"},{"$error":"#DIV/0!"},{"$error":"#DIV/0!"},{"$error":"#DIV/0!"},{"$error":"#DIV/0!"},{"$error":"#DIV/0!"},{"$error":"#DIV/0!"},{"$error":"#DIV/0!"},{"$error":"#DIV/0!"},{"$error":"#DIV/0!"},{"$error":"#DIV/0!"},{"$error":"#DIV/0!"},{"$error":"#DIV/0!"},{"$error":"#DIV/0!"},{"$error":"#DIV/0!"},{"$error":"#DIV/0!"}]
[551]
[552,"Long-term debt (-)",null,null,null,null,{"$f":"\"k\"&Summary!$G$3","v":"k£"},null,{"$f":"-I541","v":{"$error":"#DIV/0!"}},{"$error":"#DIV/0!"},{"$error":"#DIV/0!"},{"$error":"#DIV/0!"},{"$error":"#DIV/0!"},{"$error":"#DIV/0!"},{"$error":"#DIV/0!"},{"$error":"#DIV/0!"},{"$error":"#DIV/0!"},{"$error":"#DIV/0!"},{"$error":"#DIV/0!"},{"$error":"#DIV/0!"},{"$error":"#DIV/0!"},{"$error":"#DIV/0!"},{"$error":"#DIV/0!"},{"$error":"#DIV/0!"},{"$error":"#DIV/0!"},{"$error":"#DIV/0!"},{"$error":"#DIV/0!"},{"$error":"#DIV/0!"},{"$error":"#DIV/0!"}]
[553,"Short-term debt (-)",null,null,null,null,{"$f":"\"k\"&Summary!$G$3","v":"k£"},null,{"$f":"I560","v":{"$error":"#DIV/0!"}},{"$error":"#DIV/0!"},{"$error":"#DIV/0!"},{"$error":"#DIV/0!"},{"$error":"#DIV/0!"},{"$error":"#DIV/0!"},{"$error":"#DIV/0!"},{"$error":"#DIV/0!"},{"$error":"#DIV/0!"},{"$error":"#DIV/0!"},{"$error":"#DIV/0!"},{"$error":"#DIV/0!"},{"$error":"#DIV/0!"},{"$error":"#DIV/0!"},{"$error":"#DIV/0!"},{"$error":"#DIV/0!"},{"$error":"#DIV/0!"},{"$error":"#DIV/0!"},{"$error":"#DIV/0!"},{"$error":"#DIV/0!"},{"$error":"#DIV/0!"}]
[554,"Total debt  (-) Capital (+)",null,null,null,null,{"$f":"\"k\"&Summary!$G$3","v":"k£"},null,{"$f":"SUM(I563:I564)","v":{"$error":"#DIV/0!"}},{"$f":"SUM(J563:J564)","v":{"$error":"#DIV/0!"}},{"$f":"SUM(K563:K564)","v":{"$error":"#DIV/0!"}},{"$error":"#DIV/0!"},{"$error":"#DIV/0!"},{"$error":"#DIV/0!"},{"$error":"#DIV/0!"},{"$error":"#DIV/0!"},{"$error":"#DIV/0!"},{"$error":"#DIV/0!"},{"$error":"#DIV/0!"},{"$error":"#DIV/0!"},{"$error":"#DIV/0!"},{"$error":"#DIV/0!"},{"$error":"#DIV/0!"},{"$error":"#DIV/0!"},{"$error":"#DIV/0!"},{"$error":"#DIV/0!"},{"$error":"#DIV/0!"},{"$error":"#DIV/0!"},{"$error":"#DIV/0!"}]
[555,"Financial pay-back time of all debt",null,null,null,{"$f":"+SUM(I566:AC566)","v":{"$error":"#DIV/0!"}},"years",null,{"$f":"+IF(I565<0,1,0)","v":{"$error":"#DIV/0!"}},{"$f":"+IF(J565<0,1,0)","v":{"$error":"#DIV/0!"}},{"$f":"+IF(K565<0,1,0)","v":{"$error":"#DIV/0!"}},{"$f":"+IF(L565<0,1,0)","v":{"$error":"#DIV/0!"}},{"$f":"+IF(M565<0,1,0)","v":{"$error":"#DIV/0!"}},{"$f":"+IF(N565<0,1,0)","v":{"$error":"#DIV/0!"}},{"$f":"+IF(O565<0,1,0)","v":{"$error":"#DIV/0!"}},{"$f":"+IF(P565<0,1,0)","v":{"$error":"#DIV/0!"}},{"$f":"+IF(Q565<0,1,0)","v":{"$error":"#DIV/0!"}},{"$f":"+IF(R565<0,1,0)","v":{"$error":"#DIV/0!"}},{"$f":"+IF(S565<0,1,0)","v":{"$error":"#DIV/0!"}},{"$f":"+IF(T565<0,1,0)","v":{"$error":"#DIV/0!"}},{"$f":"+IF(U565<0,1,0)","v":{"$error":"#DIV/0!"}},{"$f":"+IF(V565<0,1,0)","v":{"$error":"#DIV/0!"}},{"$f":"+IF(W565<0,1,0)","v":{"$error":"#DIV/0!"}},{"$f":"+IF(X565<0,1,0)","v":{"$error":"#DIV/0!"}},{"$f":"+IF(Y565<0,1,0)","v":{"$error":"#DIV/0!"}},{"$f":"+IF(Z565<0,1,0)","v":{"$error":"#DIV/0!"}},{"$f":"+IF(AA565<0,1,0)","v":{"$error":"#DIV/0!"}},{"$f":"+IF(AB565<0,1,0)","v":{"$error":"#DIV/0!"}},{"$f":"+IF(AC565<0,1,0)","v":{"$error":"#DIV/0!"}}]
[556]
[557,"CO2 emissions"]
[558,"Heat Production to district heating and individual"]
[559,{"$f":"+B181","v":"Supplier, large CHP"},null,null,null,null,{"$f":"+G181","v":"MWh/a"},null,{"$f":"+I181","v":{"$error":"#DIV/0!"}},{"$error":"#DIV/0!"},{"$error":"#DIV/0!"},{"$error":"#DIV/0!"},{"$error":"#DIV/0!"},{"$error":"#DIV/0!"},{"$error":"#DIV/0!"},{"$error":"#DIV/0!"},{"$error":"#DIV/0!"},{"$error":"#DIV/0!"},{"$error":"#DIV/0!"},{"$error":"#DIV/0!"},{"$error":"#DIV/0!"},{"$error":"#DIV/0!"},{"$error":"#DIV/0!"},{"$error":"#DIV/0!"},{"$error":"#DIV/0!"},{"$error":"#DIV/0!"},{"$error":"#DIV/0!"},{"$error":"#DIV/0!"},{"$error":"#DIV/0!"}]
[560,"Supplier, Surplus heat",null,null,null,null,"MWh/a",null,{"$f":"+I182","v":{"$error":"#DIV/0!"}},{"$error":"#DIV/0!"},{"$error":"#DIV/0!"},{"$error":"#DIV/0!"},{"$error":"#DIV/0!"},{"$error":"#DIV/0!"},{"$error":"#DIV/0!"},{"$error":"#DIV/0!"},{"$error":"#DIV/0!"},{"$error":"#DIV/0!"},{"$error":"#DIV/0!"},{"$error":"#DIV/0!"},{"$error":"#DIV/0!"},{"$error":"#DIV/0!"},{"$error":"#DIV/0!"},{"$error":"#DIV/0!"},{"$error":"#DIV/0!"},{"$error":"#DIV/0!"},{"$error":"#DIV/0!"},{"$error":"#DIV/0!"},{"$error":"#DIV/0!"}]
[561,"Gas CHP",null,null,null,null,"MWh/a",null,{"$f":"+I183","v":{"$error":"#DIV/0!"}},{"$error":"#DIV/0!"},{"$error":"#DIV/0!"},{"$error":"#DIV/0!"},{"$error":"#DIV/0!"},{"$error":"#DIV/0!"},{"$error":"#DIV/0!"},{"$error":"#DIV/0!"},{"$error":"#DIV/0!"},{"$error":"#DIV/0!"},{"$error":"#DIV/0!"},{"$error":"#DIV/0!"},{"$error":"#DIV/0!"},{"$error":"#DIV/0!"},{"$error":"#DIV/0!"},{"$error":"#DIV/0!"},{"$error":"#DIV/0!"},{"$error":"#DIV/0!"},{"$error":"#DIV/0!"},{"$error":"#DIV/0!"},{"$error":"#DIV/0!"}]
[562,"Biomass boiler",null,null,null,null,"MWh/a",null,{"$f":"+I184","v":{"$error":"#DIV/0!"}},{"$error":"#DIV/0!"},{"$error":"#DIV/0!"},{"$error":"#DIV/0!"},{"$error":"#DIV/0!"},{"$error":"#DIV/0!"},{"$error":"#DIV/0!"},{"$error":"#DIV/0!"},{"$error":"#DIV/0!"},{"$error":"#DIV/0!"},{"$error":"#DIV/0!"},{"$error":"#DIV/0!"},{"$error":"#DIV/0!"},{"$error":"#DIV/0!"},{"$error":"#DIV/0!"},{"$error":"#DIV/0!"},{"$error":"#DIV/0!"},{"$error":"#DIV/0!"},{"$error":"#DIV/0!"},{"$error":"#DIV/0!"},{"$error":"#DIV/0!"}]
[{"$f":"+A573+1","v":563},"Large heat pump",null,null,null,null,"MWh/a",null,{"$f":"+I185","v":{"$error":"#DIV/0!"}},{"$error":"#DIV/0!"},{"$error":"#DIV/0!"},{"$error":"#DIV/0!"},{"$error":"#DIV/0!"},{"$error":"#DIV/0!"},{"$error":"#DIV/0!"},{"$error":"#DIV/0!"},{"$error":"#DIV/0!"},{"$error":"#DIV/0!"},{"$error":"#DIV/0!"},{"$error":"#DIV/0!"},{"$error":"#DIV/0!"},{"$error":"#DIV/0!"},{"$error":"#DIV/0!"},{"$error":"#DIV/0!"},{"$error":"#DIV/0!"},{"$error":"#DIV/0!"},{"$error":"#DIV/0!"},{"$error":"#DIV/0!"},{"$error":"#DIV/0!"}]
[564,"Peak boiler",null,null,null,null,"MWh/a",null,{"$f":"+I186","v":{"$error":"#DIV/0!"}},{"$error":"#DIV/0!"},{"$error":"#DIV/0!"},{"$error":"#DIV/0!"},{"$error":"#DIV/0!"},{"$error":"#DIV/0!"},{"$error":"#DIV/0!"},{"$error":"#DIV/0!"},{"$error":"#DIV/0!"},{"$error":"#DIV/0!"},{"$error":"#DIV/0!"},{"$error":"#DIV/0!"},{"$error":"#DIV/0!"},{"$error":"#DIV/0!"},{"$error":"#DIV/0!"},{"$error":"#DIV/0!"},{"$error":"#DIV/0!"},{"$error":"#DIV/0!"},{"$error":"#DIV/0!"},{"$error":"#DIV/0!"},{"$error":"#DIV/0!"}]
[565,"Total heat production",null,null,null,null,{"$f":"+G181","v":"MWh/a"},null,{"$f":"SUM(I570:I575)","v":{"$error":"#DIV/0!"}},{"$error":"#DIV/0!"},{"$error":"#DIV/0!"},{"$error":"#DIV/0!"},{"$error":"#DIV/0!"},{"$error":"#DIV/0!"},{"$error":"#DIV/0!"},{"$error":"#DIV/0!"},{"$error":"#DIV/0!"},{"$error":"#DIV/0!"},{"$error":"#DIV/0!"},{"$error":"#DIV/0!"},{"$error":"#DIV/0!"},{"$error":"#DIV/0!"},{"$error":"#DIV/0!"},{"$error":"#DIV/0!"},{"$error":"#DIV/0!"},{"$error":"#DIV/0!"},{"$error":"#DIV/0!"},{"$error":"#DIV/0!"},{"$error":"#DIV/0!"}]
[566]
[567,"Fuel consumption "]
[568,{"$f":"+B181","v":"Supplier, large CHP"},{"$f":"+Summary!G288","v":0.9},{"$f":"+Summary!E288","v":0.85},{"$f":"+Summary!J258","v":0.48},{"$f":"1/((1+C579)/D579-C579/E579)","v":2.775510204081634},{"$f":"+G181","v":"MWh/a"},null,{"$f":"+I570/$F579","v":{"$error":"#DIV/0!"}},{"$f":"+J570/$F579","v":{"$error":"#DIV/0!"}},{"$error":"#DIV/0!"},{"$error":"#DIV/0!"},{"$error":"#DIV/0!"},{"$error":"#DIV/0!"},{"$error":"#DIV/0!"},{"$error":"#DIV/0!"},{"$error":"#DIV/0!"},{"$error":"#DIV/0!"},{"$error":"#DIV/0!"},{"$error":"#DIV/0!"},{"$error":"#DIV/0!"},{"$error":"#DIV/0!"},{"$error":"#DIV/0!"},{"$error":"#DIV/0!"},{"$error":"#DIV/0!"},{"$error":"#DIV/0!"},{"$error":"#DIV/0!"},{"$error":"#DIV/0!"},{"$error":"#DIV/0!"}]
[569,"Supplier, Surplus heat",null,null,null,null,"MWh/a",null,0,0,0,0,0,0,0,0,0,0,0,0,0,0,0,0,0,0,0,0,0]
[570,"Gas CHP",{"$f":"+Summary!G307","v":0.9},{"$f":"+Summary!E307","v":0.85},{"$f":"+Summary!J258","v":0.48},{"$f":"1/((1+C581)/D581-C581/E581)","v":2.775510204081634},"MWh/a",null,{"$f":"+I572/$F581","v":{"$error":"#DIV/0!"}},{"$f":"+J572/$F581","v":{"$error":"#DIV/0!"}},{"$error":"#DIV/0!"},{"$error":"#DIV/0!"},{"$error":"#DIV/0!"},{"$error":"#DIV/0!"},{"$error":"#DIV/0!"},{"$error":"#DIV/0!"},{"$error":"#DIV/0!"},{"$error":"#DIV/0!"},{"$error":"#DIV/0!"},{"$error":"#DIV/0!"},{"$error":"#DIV/0!"},{"$error":"#DIV/0!"},{"$error":"#DIV/0!"},{"$error":"#DIV/0!"},{"$error":"#DIV/0!"},{"$error":"#DIV/0!"},{"$error":"#DIV/0!"},{"$error":"#DIV/0!"},{"$error":"#DIV/0!"}]
[571,"Biomass boiler",null,{"$f":"+Summary!E315","v":0.9},null,null,"MWh/a",null,{"$f":"+I573/$D582","v":{"$error":"#DIV/0!"}},{"$error":"#DIV/0!"},{"$error":"#DIV/0!"},{"$error":"#DIV/0!"},{"$error":"#DIV/0!"},{"$error":"#DIV/0!"},{"$error":"#DIV/0!"},{"$error":"#DIV/0!"},{"$error":"#DIV/0!"},{"$error":"#DIV/0!"},{"$error":"#DIV/0!"},{"$error":"#DIV/0!"},{"$error":"#DIV/0!"},{"$error":"#DIV/0!"},{"$error":"#DIV/0!"},{"$error":"#DIV/0!"},{"$error":"#DIV/0!"},{"$error":"#DIV/0!"},{"$error":"#DIV/0!"},{"$error":"#DIV/0!"},{"$error":"#DIV/0!"}]
[572,"Large heat pump",null,{"$f":"+Summary!E325","v":3},{"$f":"+Summary!J257","v":0.55000000000000004},null,"MWh/a",null,{"$f":"+I574/$D583/$E583","v":{"$error":"#DIV/0!"}},{"$f":"+J574/$D583/$E583","v":{"$error":"#DIV/0!"}},{"$error":"#DIV/0!"},{"$error":"#DIV/0!"},{"$error":"#DIV/0!"},{"$error":"#DIV/0!"},{"$error":"#DIV/0!"},{"$error":"#DIV/0!"},{"$error":"#DIV/0!"},{"$error":"#DIV/0!"},{"$error":"#DIV/0!"},{"$error":"#DIV/0!"},{"$error":"#DIV/0!"},{"$error":"#DIV/0!"},{"$error":"#DIV/0!"},{"$error":"#DIV/0!"},{"$error":"#DIV/0!"},{"$error":"#DIV/0!"},{"$error":"#DIV/0!"},{"$error":"#DIV/0!"},{"$error":"#DIV/0!"}]
[573,"Peak boiler",null,{"$f":"+Summary!E335","v":0.9},null,null,"MWh/a",null,{"$f":"+I575/$D584","v":{"$error":"#DIV/0!"}},{"$f":"+J575/$D584","v":{"$error":"#DIV/0!"}},{"$error":"#DIV/0!"},{"$error":"#DIV/0!"},{"$error":"#DIV/0!"},{"$error":"#DIV/0!"},{"$error":"#DIV/0!"},{"$error":"#DIV/0!"},{"$error":"#DIV/0!"},{"$error":"#DIV/0!"},{"$error":"#DIV/0!"},{"$error":"#DIV/0!"},{"$error":"#DIV/0!"},{"$error":"#DIV/0!"},{"$error":"#DIV/0!"},{"$error":"#DIV/0!"},{"$error":"#DIV/0!"},{"$error":"#DIV/0!"},{"$error":"#DIV/0!"},{"$error":"#DIV/0!"},{"$error":"#DIV/0!"}]
[574]
[575,"CO2 emission"]
[576,{"$f":"+B570","v":"Supplier, large CHP"},null,{"$f":"+Summary!J$270","v":205},"kg/MWh",null,"Tonn/a",null,{"$f":"+$D587*I579/1000","v":{"$error":"#DIV/0!"}},{"$f":"+$D587*J579/1000","v":{"$error":"#DIV/0!"}},{"$error":"#DIV/0!"},{"$error":"#DIV/0!"},{"$error":"#DIV/0!"},{"$error":"#DIV/0!"},{"$error":"#DIV/0!"},{"$error":"#DIV/0!"},{"$error":"#DIV/0!"},{"$error":"#DIV/0!"},{"$error":"#DIV/0!"},{"$error":"#DIV/0!"},{"$error":"#DIV/0!"},{"$error":"#DIV/0!"},{"$error":"#DIV/0!"},{"$error":"#DIV/0!"},{"$error":"#DIV/0!"},{"$error":"#DIV/0!"},{"$error":"#DIV/0!"},{"$error":"#DIV/0!"},{"$error":"#DIV/0!"}]
[577,"Supplier, Surplus heat",null,{"$f":"+Summary!J$274","v":0},"kg/MWh",null,"Tonn/a",null,{"$f":"+$D588*I580/1000","v":0},0,0,0,0,0,0,0,0,0,0,0,0,0,0,0,0,0,0,0,0]
[578,"Gas CHP",null,{"$f":"+Summary!J$270","v":205},"kg/MWh",null,"Tonn/a",null,{"$f":"+$D589*I581/1000","v":{"$error":"#DIV/0!"}},{"$error":"#DIV/0!"},{"$error":"#DIV/0!"},{"$error":"#DIV/0!"},{"$error":"#DIV/0!"},{"$error":"#DIV/0!"},{"$error":"#DIV/0!"},{"$error":"#DIV/0!"},{"$error":"#DIV/0!"},{"$error":"#DIV/0!"},{"$error":"#DIV/0!"},{"$error":"#DIV/0!"},{"$error":"#DIV/0!"},{"$error":"#DIV/0!"},{"$error":"#DIV/0!"},{"$error":"#DIV/0!"},{"$error":"#DIV/0!"},{"$error":"#DIV/0!"},{"$error":"#DIV/0!"},{"$error":"#DIV/0!"},{"$error":"#DIV/0!"}]
[579,"Biomass boiler",null,{"$f":"+Summary!J$273","v":0},"kg/MWh",null,"Tonn/a",null,{"$f":"+$D590*I582/1000","v":{"$error":"#DIV/0!"}},{"$error":"#DIV/0!"},{"$error":"#DIV/0!"},{"$error":"#DIV/0!"},{"$error":"#DIV/0!"},{"$error":"#DIV/0!"},{"$error":"#DIV/0!"},{"$error":"#DIV/0!"},{"$error":"#DIV/0!"},{"$error":"#DIV/0!"},{"$error":"#DIV/0!"},{"$error":"#DIV/0!"},{"$error":"#DIV/0!"},{"$error":"#DIV/0!"},{"$error":"#DIV/0!"},{"$error":"#DIV/0!"},{"$error":"#DIV/0!"},{"$error":"#DIV/0!"},{"$error":"#DIV/0!"},{"$error":"#DIV/0!"},{"$error":"#DIV/0!"}]
[580,"Large heat pump",{"$f":"+Summary!G257","v":"GasCC + wind"},{"$f":"+Summary!J$270","v":205},"kg/MWh",null,"Tonn/a",null,{"$f":"+$D591*I583/1000","v":{"$error":"#DIV/0!"}},{"$error":"#DIV/0!"},{"$error":"#DIV/0!"},{"$error":"#DIV/0!"},{"$error":"#DIV/0!"},{"$error":"#DIV/0!"},{"$error":"#DIV/0!"},{"$error":"#DIV/0!"},{"$error":"#DIV/0!"},{"$error":"#DIV/0!"},{"$error":"#DIV/0!"},{"$error":"#DIV/0!"},{"$error":"#DIV/0!"},{"$error":"#DIV/0!"},{"$error":"#DIV/0!"},{"$error":"#DIV/0!"},{"$error":"#DIV/0!"},{"$error":"#DIV/0!"},{"$error":"#DIV/0!"},{"$error":"#DIV/0!"},{"$error":"#DIV/0!"}]
[581,"Peak boiler","Gas  ",{"$f":"+Summary!J$270","v":205},"kg/MWh",null,"Tonn/a",null,{"$f":"+$D592*I584/1000","v":{"$error":"#DIV/0!"}},{"$error":"#DIV/0!"},{"$error":"#DIV/0!"},{"$error":"#DIV/0!"},{"$error":"#DIV/0!"},{"$error":"#DIV/0!"},{"$error":"#DIV/0!"},{"$error":"#DIV/0!"},{"$error":"#DIV/0!"},{"$error":"#DIV/0!"},{"$error":"#DIV/0!"},{"$error":"#DIV/0!"},{"$error":"#DIV/0!"},{"$error":"#DIV/0!"},{"$error":"#DIV/0!"},{"$error":"#DIV/0!"},{"$error":"#DIV/0!"},{"$error":"#DIV/0!"},{"$error":"#DIV/0!"},{"$error":"#DIV/0!"},{"$error":"#DIV/0!"}]
[582,"Total CO2 emission DH",null,{"$f":"+SUM(J593:AC593)","v":{"$error":"#DIV/0!"}},"Tonn in 20 years",null,"Tonn/a",null,{"$f":"SUM(I587:I592)","v":{"$error":"#DIV/0!"}},{"$error":"#DIV/0!"},{"$error":"#DIV/0!"},{"$error":"#DIV/0!"},{"$error":"#DIV/0!"},{"$error":"#DIV/0!"},{"$error":"#DIV/0!"},{"$error":"#DIV/0!"},{"$error":"#DIV/0!"},{"$error":"#DIV/0!"},{"$error":"#DIV/0!"},{"$error":"#DIV/0!"},{"$error":"#DIV/0!"},{"$error":"#DIV/0!"},{"$error":"#DIV/0!"},{"$error":"#DIV/0!"},{"$error":"#DIV/0!"},{"$error":"#DIV/0!"},{"$error":"#DIV/0!"},{"$error":"#DIV/0!"},{"$error":"#DIV/0!"}]
[583,"Total CO2 in Baseline",null,{"$f":"+SUM(J594:AC594)","v":0},"Tonn in 20 years",null,"Tonn/a",null,{"$f":"+Baseline!I230","v":0},{"$f":"+Baseline!J230","v":0},{"$f":"+Baseline!K230","v":0},{"$f":"+Baseline!L230","v":0},{"$f":"+Baseline!M230","v":0},{"$f":"+Baseline!N230","v":0},{"$f":"+Baseline!O230","v":0},{"$f":"+Baseline!P230","v":0},{"$f":"+Baseline!Q230","v":0},{"$f":"+Baseline!R230","v":0},{"$f":"+Baseline!S230","v":0},{"$f":"+Baseline!T230","v":0},{"$f":"+Baseline!U230","v":0},{"$f":"+Baseline!V230","v":0},{"$f":"+Baseline!W230","v":0},{"$f":"+Baseline!X230","v":0},{"$f":"+Baseline!Y230","v":0},{"$f":"+Baseline!Z230","v":0},{"$f":"+Baseline!AA230","v":0},{"$f":"+Baseline!AB230","v":0},{"$f":"+Baseline!AC230","v":0}]
[584,"Saved CO2 emission",null,{"$error":"#DIV/0!"},"Tonn in 20 years",null,"Tonn/a",null,{"$f":"+I594-I593","v":{"$error":"#DIV/0!"}},{"$f":"+J594-J593","v":{"$error":"#DIV/0!"}},{"$f":"+K594-K593","v":{"$error":"#DIV/0!"}},{"$error":"#DIV/0!"},{"$error":"#DIV/0!"},{"$error":"#DIV/0!"},{"$error":"#DIV/0!"},{"$error":"#DIV/0!"},{"$error":"#DIV/0!"},{"$error":"#DIV/0!"},{"$error":"#DIV/0!"},{"$error":"#DIV/0!"},{"$error":"#DIV/0!"},{"$error":"#DIV/0!"},{"$error":"#DIV/0!"},{"$error":"#DIV/0!"},{"$error":"#DIV/0!"},{"$error":"#DIV/0!"},{"$error":"#DIV/0!"},{"$error":"#DIV/0!"},{"$error":"#DIV/0!"}]

{"sheet":"Baseline","index":3,"n_rows":230,"n_cols":30,"rows_kept":230,"cut":false,"hidden":false,"merged":[[1,9,1,28]]}
[1,"Base line",null,null,null,"NPV","Unit",null,{"$f":"+Summary!H3","v":2015},{"$f":"+I1+1","v":2016},2017,2018,2019,2020,2021,2022,2023,2024,2025,2026,2027,2028,2029,2030,{"$f":"+X1+1","v":2031},{"$f":"+Y1+1","v":2032},{"$f":"+Z1+1","v":2033},{"$f":"+AA1+1","v":2034},{"$f":"+AB1+1","v":2035}]
[{"$f":"+A1+1","v":2},"All costs excl. VAT",null,null,null,null,null,null,"Base year","Project operation in economic analysis"]
[{"$f":"+A2+1","v":3},{"$f":"+Project!B3","v":"Heat demand"},null,""]
[4,"Development of heat demand per year",null,null,{"$f":"+Summary!F5","v":-5.0000000000000001E-3},null,"%",null,{"$f":"100%","v":1},{"$f":"+I4*(1+$E4)","v":0.995},{"$f":"+J4*(1+$E4)","v":0.99002500000000004},0.98507487500000002,0.98014950062500006,0.97524875312187509,0.97037250935626573,0.96552064680948435,0.96069304357543694,0.95588957835755972,0.95111013046577186,0.94635457981344295,0.94162280691437572,0.93691469287980389,0.9322301194154049,0.92756896881832784,0.92293112397423616,0.91831646835436498,0.91372488601259316,0.90915626158253016,0.90461048027461755]
[5,"Heat pump",null,null,{"$f":"Summary!$F$3&\"/a\"","v":"MWh/a"},null,"",null,"","","","","","","","","","","","","","","","","","","","","",""]
[6,{"$f":"+Project!B7","v":1},{"$f":"+Project!C7","v":"[Settlement B] 1"},null,{"$f":"Consumers!BB9","v":0},null,{"$f":"Summary!$F$3&\"/a\"","v":"MWh/a"},null,{"$f":"+Project!I43*$E6*I$4","v":0},{"$f":"+Project!J43*$E6*J$4","v":0},{"$f":"+Project!K43*$E6*K$4","v":0},{"$f":"+Project!L43*$E6*L$4","v":0},{"$f":"+Project!M43*$E6*M$4","v":0},{"$f":"+Project!N43*$E6*N$4","v":0},{"$f":"+Project!O43*$E6*O$4","v":0},{"$f":"+Project!P43*$E6*P$4","v":0},{"$f":"+Project!Q43*$E6*Q$4","v":0},{"$f":"+Project!R43*$E6*R$4","v":0},{"$f":"+Project!S43*$E6*S$4","v":0},{"$f":"+Project!T43*$E6*T$4","v":0},{"$f":"+Project!U43*$E6*U$4","v":0},{"$f":"+Project!V43*$E6*V$4","v":0},{"$f":"+Project!W43*$E6*W$4","v":0},{"$f":"+Project!X43*$E6*X$4","v":0},{"$f":"+Project!Y43*$E6*Y$4","v":0},{"$f":"+Project!Z43*$E6*Z$4","v":0},{"$f":"+Project!AA43*$E6*AA$4","v":0},{"$f":"+Project!AB43*$E6*AB$4","v":0},{"$f":"+Project!AC43*$E6*AC$4","v":0}]
[{"$f":"+A6+1","v":7},{"$f":"+Project!B8","v":2},{"$f":"+Project!C8","v":"[Settlement B] 2"},null,{"$f":"Consumers!BB10","v":0},null,{"$f":"Summary!$F$3&\"/a\"","v":"MWh/a"},null,{"$f":"+Project!I44*$E7*I$4","v":0},{"$f":"+Project!J44*$E7*J$4","v":0},{"$f":"+Project!K44*$E7*K$4","v":0},{"$f":"+Project!L44*$E7*L$4","v":0},{"$f":"+Project!M44*$E7*M$4","v":0},{"$f":"+Project!N44*$E7*N$4","v":0},{"$f":"+Project!O44*$E7*O$4","v":0},{"$f":"+Project!P44*$E7*P$4","v":0},{"$f":"+Project!Q44*$E7*Q$4","v":0},{"$f":"+Project!R44*$E7*R$4","v":0},{"$f":"+Project!S44*$E7*S$4","v":0},{"$f":"+Project!T44*$E7*T$4","v":0},{"$f":"+Project!U44*$E7*U$4","v":0},{"$f":"+Project!V44*$E7*V$4","v":0},{"$f":"+Project!W44*$E7*W$4","v":0},{"$f":"+Project!X44*$E7*X$4","v":0},{"$f":"+Project!Y44*$E7*Y$4","v":0},{"$f":"+Project!Z44*$E7*Z$4","v":0},{"$f":"+Project!AA44*$E7*AA$4","v":0},{"$f":"+Project!AB44*$E7*AB$4","v":0},{"$f":"+Project!AC44*$E7*AC$4","v":0}]
[8,{"$f":"+Project!B9","v":3},{"$f":"+Project!C9","v":"[Settlement B] 3"},null,{"$f":"Consumers!BB11","v":0},null,{"$f":"Summary!$F$3&\"/a\"","v":"MWh/a"},null,{"$f":"+Project!I45*$E8*I$4","v":0},{"$f":"+Project!J45*$E8*J$4","v":0},{"$f":"+Project!K45*$E8*K$4","v":0},{"$f":"+Project!L45*$E8*L$4","v":0},{"$f":"+Project!M45*$E8*M$4","v":0},{"$f":"+Project!N45*$E8*N$4","v":0},{"$f":"+Project!O45*$E8*O$4","v":0},{"$f":"+Project!P45*$E8*P$4","v":0},{"$f":"+Project!Q45*$E8*Q$4","v":0},{"$f":"+Project!R45*$E8*R$4","v":0},{"$f":"+Project!S45*$E8*S$4","v":0},{"$f":"+Project!T45*$E8*T$4","v":0},{"$f":"+Project!U45*$E8*U$4","v":0},{"$f":"+Project!V45*$E8*V$4","v":0},{"$f":"+Project!W45*$E8*W$4","v":0},{"$f":"+Project!X45*$E8*X$4","v":0},{"$f":"+Project!Y45*$E8*Y$4","v":0},{"$f":"+Project!Z45*$E8*Z$4","v":0},{"$f":"+Project!AA45*$E8*AA$4","v":0},{"$f":"+Project!AB45*$E8*AB$4","v":0},{"$f":"+Project!AC45*$E8*AC$4","v":0}]
[9,{"$f":"+Project!B10","v":4},{"$f":"+Project!C10","v":"[Settlement B] 4"},null,{"$f":"Consumers!BB12","v":0},null,{"$f":"Summary!$F$3&\"/a\"","v":"MWh/a"},null,{"$f":"+Project!I46*$E9*I$4","v":0},{"$f":"+Project!J46*$E9*J$4","v":0},{"$f":"+Project!K46*$E9*K$4","v":0},{"$f":"+Project!L46*$E9*L$4","v":0},{"$f":"+Project!M46*$E9*M$4","v":0},{"$f":"+Project!N46*$E9*N$4","v":0},{"$f":"+Project!O46*$E9*O$4","v":0},{"$f":"+Project!P46*$E9*P$4","v":0},{"$f":"+Project!Q46*$E9*Q$4","v":0},{"$f":"+Project!R46*$E9*R$4","v":0},{"$f":"+Project!S46*$E9*S$4","v":0},{"$f":"+Project!T46*$E9*T$4","v":0},{"$f":"+Project!U46*$E9*U$4","v":0},{"$f":"+Project!V46*$E9*V$4","v":0},{"$f":"+Project!W46*$E9*W$4","v":0},{"$f":"+Project!X46*$E9*X$4","v":0},{"$f":"+Project!Y46*$E9*Y$4","v":0},{"$f":"+Project!Z46*$E9*Z$4","v":0},{"$f":"+Project!AA46*$E9*AA$4","v":0},{"$f":"+Project!AB46*$E9*AB$4","v":0},{"$f":"+Project!AC46*$E9*AC$4","v":0}]
[10,{"$f":"+Project!B11","v":5},{"$f":"+Project!C11","v":"[Settlement B] 5"},null,{"$f":"Consumers!BB13","v":0},null,{"$f":"Summary!$F$3&\"/a\"","v":"MWh/a"},null,{"$f":"+Project!I47*$E10*I$4","v":0},{"$f":"+Project!J47*$E10*J$4","v":0},{"$f":"+Project!K47*$E10*K$4","v":0},{"$f":"+Project!L47*$E10*L$4","v":0},{"$f":"+Project!M47*$E10*M$4","v":0},{"$f":"+Project!N47*$E10*N$4","v":0},{"$f":"+Project!O47*$E10*O$4","v":0},{"$f":"+Project!P47*$E10*P$4","v":0},{"$f":"+Project!Q47*$E10*Q$4","v":0},{"$f":"+Project!R47*$E10*R$4","v":0},{"$f":"+Project!S47*$E10*S$4","v":0},{"$f":"+Project!T47*$E10*T$4","v":0},{"$f":"+Project!U47*$E10*U$4","v":0},{"$f":"+Project!V47*$E10*V$4","v":0},{"$f":"+Project!W47*$E10*W$4","v":0},{"$f":"+Project!X47*$E10*X$4","v":0},{"$f":"+Project!Y47*$E10*Y$4","v":0},{"$f":"+Project!Z47*$E10*Z$4","v":0},{"$f":"+Project!AA47*$E10*AA$4","v":0},{"$f":"+Project!AB47*$E10*AB$4","v":0},{"$f":"+Project!AC47*$E10*AC$4","v":0}]
[11,{"$f":"+Project!B12","v":6},{"$f":"+Project!C12","v":"[Settlement B] 6"},null,{"$f":"Consumers!BB14","v":0},null,{"$f":"Summary!$F$3&\"/a\"","v":"MWh/a"},null,{"$f":"+Project!I48*$E11*I$4","v":0},{"$f":"+Project!J48*$E11*J$4","v":0},{"$f":"+Project!K48*$E11*K$4","v":0},{"$f":"+Project!L48*$E11*L$4","v":0},{"$f":"+Project!M48*$E11*M$4","v":0},{"$f":"+Project!N48*$E11*N$4","v":0},{"$f":"+Project!O48*$E11*O$4","v":0},{"$f":"+Project!P48*$E11*P$4","v":0},{"$f":"+Project!Q48*$E11*Q$4","v":0},{"$f":"+Project!R48*$E11*R$4","v":0},{"$f":"+Project!S48*$E11*S$4","v":0},{"$f":"+Project!T48*$E11*T$4","v":0},{"$f":"+Project!U48*$E11*U$4","v":0},{"$f":"+Project!V48*$E11*V$4","v":0},{"$f":"+Project!W48*$E11*W$4","v":0},{"$f":"+Project!X48*$E11*X$4","v":0},{"$f":"+Project!Y48*$E11*Y$4","v":0},{"$f":"+Project!Z48*$E11*Z$4","v":0},{"$f":"+Project!AA48*$E11*AA$4","v":0},{"$f":"+Project!AB48*$E11*AB$4","v":0},{"$f":"+Project!AC48*$E11*AC$4","v":0}]
[12,{"$f":"+Project!B13","v":7},{"$f":"+Project!C13","v":"[Settlement B] 7"},null,{"$f":"Consumers!BB15","v":0},null,{"$f":"Summary!$F$3&\"/a\"","v":"MWh/a"},null,{"$f":"+Project!I49*$E12*I$4","v":0},{"$f":"+Project!J49*$E12*J$4","v":0},{"$f":"+Project!K49*$E12*K$4","v":0},{"$f":"+Project!L49*$E12*L$4","v":0},{"$f":"+Project!M49*$E12*M$4","v":0},{"$f":"+Project!N49*$E12*N$4","v":0},{"$f":"+Project!O49*$E12*O$4","v":0},{"$f":"+Project!P49*$E12*P$4","v":0},{"$f":"+Project!Q49*$E12*Q$4","v":0},{"$f":"+Project!R49*$E12*R$4","v":0},{"$f":"+Project!S49*$E12*S$4","v":0},{"$f":"+Project!T49*$E12*T$4","v":0},{"$f":"+Project!U49*$E12*U$4","v":0},{"$f":"+Project!V49*$E12*V$4","v":0},{"$f":"+Project!W49*$E12*W$4","v":0},{"$f":"+Project!X49*$E12*X$4","v":0},{"$f":"+Project!Y49*$E12*Y$4","v":0},{"$f":"+Project!Z49*$E12*Z$4","v":0},{"$f":"+Project!AA49*$E12*AA$4","v":0},{"$f":"+Project!AB49*$E12*AB$4","v":0},{"$f":"+Project!AC49*$E12*AC$4","v":0}]
[13,{"$f":"+Project!B14","v":8},{"$f":"+Project!C14","v":"[Settlement B] 8"},null,{"$f":"Consumers!BB16","v":0},null,{"$f":"Summary!$F$3&\"/a\"","v":"MWh/a"},null,{"$f":"+Project!I50*$E13*I$4","v":0},{"$f":"+Project!J50*$E13*J$4","v":0},{"$f":"+Project!K50*$E13*K$4","v":0},{"$f":"+Project!L50*$E13*L$4","v":0},{"$f":"+Project!M50*$E13*M$4","v":0},{"$f":"+Project!N50*$E13*N$4","v":0},{"$f":"+Project!O50*$E13*O$4","v":0},{"$f":"+Project!P50*$E13*P$4","v":0},{"$f":"+Project!Q50*$E13*Q$4","v":0},{"$f":"+Project!R50*$E13*R$4","v":0},{"$f":"+Project!S50*$E13*S$4","v":0},{"$f":"+Project!T50*$E13*T$4","v":0},{"$f":"+Project!U50*$E13*U$4","v":0},{"$f":"+Project!V50*$E13*V$4","v":0},{"$f":"+Project!W50*$E13*W$4","v":0},{"$f":"+Project!X50*$E13*X$4","v":0},{"$f":"+Project!Y50*$E13*Y$4","v":0},{"$f":"+Project!Z50*$E13*Z$4","v":0},{"$f":"+Project!AA50*$E13*AA$4","v":0},{"$f":"+Project!AB50*$E13*AB$4","v":0},{"$f":"+Project!AC50*$E13*AC$4","v":0}]
[14,{"$f":"+Project!B15","v":9},{"$f":"+Project!C15","v":"[Settlement A] Master"},null,{"$f":"Consumers!BB17","v":0},null,{"$f":"Summary!$F$3&\"/a\"","v":"MWh/a"},null,{"$f":"+Project!I51*$E14*I$4","v":0},{"$f":"+Project!J51*$E14*J$4","v":0},{"$f":"+Project!K51*$E14*K$4","v":0},{"$f":"+Project!L51*$E14*L$4","v":0},{"$f":"+Project!M51*$E14*M$4","v":0},{"$f":"+Project!N51*$E14*N$4","v":0},{"$f":"+Project!O51*$E14*O$4","v":0},{"$f":"+Project!P51*$E14*P$4","v":0},{"$f":"+Project!Q51*$E14*Q$4","v":0},{"$f":"+Project!R51*$E14*R$4","v":0},{"$f":"+Project!S51*$E14*S$4","v":0},{"$f":"+Project!T51*$E14*T$4","v":0},{"$f":"+Project!U51*$E14*U$4","v":0},{"$f":"+Project!V51*$E14*V$4","v":0},{"$f":"+Project!W51*$E14*W$4","v":0},{"$f":"+Project!X51*$E14*X$4","v":0},{"$f":"+Project!Y51*$E14*Y$4","v":0},{"$f":"+Project!Z51*$E14*Z$4","v":0},{"$f":"+Project!AA51*$E14*AA$4","v":0},{"$f":"+Project!AB51*$E14*AB$4","v":0},{"$f":"+Project!AC51*$E14*AC$4","v":0}]
[15,{"$f":"+Project!B16","v":10},{"$f":"+Project!C16","v":"[Settlement A] 2"},null,{"$f":"Consumers!BB18","v":0},null,{"$f":"Summary!$F$3&\"/a\"","v":"MWh/a"},null,{"$f":"+Project!I52*$E15*I$4","v":0},{"$f":"+Project!J52*$E15*J$4","v":0},{"$f":"+Project!K52*$E15*K$4","v":0},{"$f":"+Project!L52*$E15*L$4","v":0},{"$f":"+Project!M52*$E15*M$4","v":0},{"$f":"+Project!N52*$E15*N$4","v":0},{"$f":"+Project!O52*$E15*O$4","v":0},{"$f":"+Project!P52*$E15*P$4","v":0},{"$f":"+Project!Q52*$E15*Q$4","v":0},{"$f":"+Project!R52*$E15*R$4","v":0},{"$f":"+Project!S52*$E15*S$4","v":0},{"$f":"+Project!T52*$E15*T$4","v":0},{"$f":"+Project!U52*$E15*U$4","v":0},{"$f":"+Project!V52*$E15*V$4","v":0},{"$f":"+Project!W52*$E15*W$4","v":0},{"$f":"+Project!X52*$E15*X$4","v":0},{"$f":"+Project!Y52*$E15*Y$4","v":0},{"$f":"+Project!Z52*$E15*Z$4","v":0},{"$f":"+Project!AA52*$E15*AA$4","v":0},{"$f":"+Project!AB52*$E15*AB$4","v":0},{"$f":"+Project!AC52*$E15*AC$4","v":0}]
[16,{"$f":"+Project!B17","v":11},{"$f":"+Project!C17","v":"[Settlement A] 3"},null,{"$f":"Consumers!BB19","v":0},null,{"$f":"Summary!$F$3&\"/a\"","v":"MWh/a"},null,{"$f":"+Project!I53*$E16*I$4","v":0},{"$f":"+Project!J53*$E16*J$4","v":0},{"$f":"+Project!K53*$E16*K$4","v":0},{"$f":"+Project!L53*$E16*L$4","v":0},{"$f":"+Project!M53*$E16*M$4","v":0},{"$f":"+Project!N53*$E16*N$4","v":0},{"$f":"+Project!O53*$E16*O$4","v":0},{"$f":"+Project!P53*$E16*P$4","v":0},{"$f":"+Project!Q53*$E16*Q$4","v":0},{"$f":"+Project!R53*$E16*R$4","v":0},{"$f":"+Project!S53*$E16*S$4","v":0},{"$f":"+Project!T53*$E16*T$4","v":0},{"$f":"+Project!U53*$E16*U$4","v":0},{"$f":"+Project!V53*$E16*V$4","v":0},{"$f":"+Project!W53*$E16*W$4","v":0},{"$f":"+Project!X53*$E16*X$4","v":0},{"$f":"+Project!Y53*$E16*Y$4","v":0},{"$f":"+Project!Z53*$E16*Z$4","v":0},{"$f":"+Project!AA53*$E16*AA$4","v":0},{"$f":"+Project!AB53*$E16*AB$4","v":0},{"$f":"+Project!AC53*$E16*AC$4","v":0}]
[17,{"$f":"+Project!B18","v":12},{"$f":"+Project!C18","v":"[Settlement A] 4"},null,{"$f":"Consumers!BB20","v":0},null,{"$f":"Summary!$F$3&\"/a\"","v":"MWh/a"},null,{"$f":"+Project!I54*$E17*I$4","v":0},{"$f":"+Project!J54*$E17*J$4","v":0},{"$f":"+Project!K54*$E17*K$4","v":0},{"$f":"+Project!L54*$E17*L$4","v":0},{"$f":"+Project!M54*$E17*M$4","v":0},{"$f":"+Project!N54*$E17*N$4","v":0},{"$f":"+Project!O54*$E17*O$4","v":0},{"$f":"+Project!P54*$E17*P$4","v":0},{"$f":"+Project!Q54*$E17*Q$4","v":0},{"$f":"+Project!R54*$E17*R$4","v":0},{"$f":"+Project!S54*$E17*S$4","v":0},{"$f":"+Project!T54*$E17*T$4","v":0},{"$f":"+Project!U54*$E17*U$4","v":0},{"$f":"+Project!V54*$E17*V$4","v":0},{"$f":"+Project!W54*$E17*W$4","v":0},{"$f":"+Project!X54*$E17*X$4","v":0},{"$f":"+Project!Y54*$E17*Y$4","v":0},{"$f":"+Project!Z54*$E17*Z$4","v":0},{"$f":"+Project!AA54*$E17*AA$4","v":0},{"$f":"+Project!AB54*$E17*AB$4","v":0},{"$f":"+Project!AC54*$E17*AC$4","v":0}]
[18,{"$f":"+Project!B19","v":13},{"$f":"+Project!C19","v":"[Settlement A] 5"},null,{"$f":"Consumers!BB21","v":0},null,{"$f":"Summary!$F$3&\"/a\"","v":"MWh/a"},null,{"$f":"+Project!I55*$E18*I$4","v":0},{"$f":"+Project!J55*$E18*J$4","v":0},{"$f":"+Project!K55*$E18*K$4","v":0},{"$f":"+Project!L55*$E18*L$4","v":0},{"$f":"+Project!M55*$E18*M$4","v":0},{"$f":"+Project!N55*$E18*N$4","v":0},{"$f":"+Project!O55*$E18*O$4","v":0},{"$f":"+Project!P55*$E18*P$4","v":0},{"$f":"+Project!Q55*$E18*Q$4","v":0},{"$f":"+Project!R55*$E18*R$4","v":0},{"$f":"+Project!S55*$E18*S$4","v":0},{"$f":"+Project!T55*$E18*T$4","v":0},{"$f":"+Project!U55*$E18*U$4","v":0},{"$f":"+Project!V55*$E18*V$4","v":0},{"$f":"+Project!W55*$E18*W$4","v":0},{"$f":"+Project!X55*$E18*X$4","v":0},{"$f":"+Project!Y55*$E18*Y$4","v":0},{"$f":"+Project!Z55*$E18*Z$4","v":0},{"$f":"+Project!AA55*$E18*AA$4","v":0},{"$f":"+Project!AB55*$E18*AB$4","v":0},{"$f":"+Project!AC55*$E18*AC$4","v":0}]
[19,{"$f":"+Project!B20","v":14},{"$f":"+Project!C20","v":"[Settlement A] 6"},null,{"$f":"Consumers!BB22","v":0},null,{"$f":"Summary!$F$3&\"/a\"","v":"MWh/a"},null,{"$f":"+Project!I56*$E19*I$4","v":0},{"$f":"+Project!J56*$E19*J$4","v":0},{"$f":"+Project!K56*$E19*K$4","v":0},{"$f":"+Project!L56*$E19*L$4","v":0},{"$f":"+Project!M56*$E19*M$4","v":0},{"$f":"+Project!N56*$E19*N$4","v":0},{"$f":"+Project!O56*$E19*O$4","v":0},{"$f":"+Project!P56*$E19*P$4","v":0},{"$f":"+Project!Q56*$E19*Q$4","v":0},{"$f":"+Project!R56*$E19*R$4","v":0},{"$f":"+Project!S56*$E19*S$4","v":0},{"$f":"+Project!T56*$E19*T$4","v":0},{"$f":"+Project!U56*$E19*U$4","v":0},{"$f":"+Project!V56*$E19*V$4","v":0},{"$f":"+Project!W56*$E19*W$4","v":0},{"$f":"+Project!X56*$E19*X$4","v":0},{"$f":"+Project!Y56*$E19*Y$4","v":0},{"$f":"+Project!Z56*$E19*Z$4","v":0},{"$f":"+Project!AA56*$E19*AA$4","v":0},{"$f":"+Project!AB56*$E19*AB$4","v":0},{"$f":"+Project!AC56*$E19*AC$4","v":0}]
[20,{"$f":"+Project!B21","v":15},{"$f":"+Project!C21","v":"[Settlement A] 7"},null,{"$f":"Consumers!BB23","v":0},null,{"$f":"Summary!$F$3&\"/a\"","v":"MWh/a"},null,{"$f":"+Project!I57*$E20*I$4","v":0},{"$f":"+Project!J57*$E20*J$4","v":0},{"$f":"+Project!K57*$E20*K$4","v":0},{"$f":"+Project!L57*$E20*L$4","v":0},{"$f":"+Project!M57*$E20*M$4","v":0},{"$f":"+Project!N57*$E20*N$4","v":0},{"$f":"+Project!O57*$E20*O$4","v":0},{"$f":"+Project!P57*$E20*P$4","v":0},{"$f":"+Project!Q57*$E20*Q$4","v":0},{"$f":"+Project!R57*$E20*R$4","v":0},{"$f":"+Project!S57*$E20*S$4","v":0},{"$f":"+Project!T57*$E20*T$4","v":0},{"$f":"+Project!U57*$E20*U$4","v":0},{"$f":"+Project!V57*$E20*V$4","v":0},{"$f":"+Project!W57*$E20*W$4","v":0},{"$f":"+Project!X57*$E20*X$4","v":0},{"$f":"+Project!Y57*$E20*Y$4","v":0},{"$f":"+Project!Z57*$E20*Z$4","v":0},{"$f":"+Project!AA57*$E20*AA$4","v":0},{"$f":"+Project!AB57*$E20*AB$4","v":0},{"$f":"+Project!AC57*$E20*AC$4","v":0}]
[21,"Heat Pump total",null,null,{"$f":"SUM(E6:E20)","v":0},null,{"$f":"Summary!$F$3&\"/a\"","v":"MWh/a"},null,{"$f":"SUM(I6:I20)","v":0},0,0,0,0,0,0,0,0,0,0,0,0,0,0,0,0,0,0,0,0]
[22,""]
[23,"Oil boilers",null,null,{"$f":"Summary!$F$3&\"/a\"","v":"MWh/a"},null,""]
[24,{"$f":"+B6","v":1},{"$f":"+C6","v":"[Settlement B] 1"},null,{"$f":"Consumers!BV9","v":0},null,{"$f":"Summary!$F$3&\"/a\"","v":"MWh/a"},null,{"$f":"+Project!I43*$E24*I$4","v":0},{"$f":"+Project!J43*$E24*J$4","v":0},{"$f":"+Project!K43*$E24*K$4","v":0},{"$f":"+Project!L43*$E24*L$4","v":0},{"$f":"+Project!M43*$E24*M$4","v":0},{"$f":"+Project!N43*$E24*N$4","v":0},{"$f":"+Project!O43*$E24*O$4","v":0},{"$f":"+Project!P43*$E24*P$4","v":0},{"$f":"+Project!Q43*$E24*Q$4","v":0},{"$f":"+Project!R43*$E24*R$4","v":0},{"$f":"+Project!S43*$E24*S$4","v":0},{"$f":"+Project!T43*$E24*T$4","v":0},{"$f":"+Project!U43*$E24*U$4","v":0},{"$f":"+Project!V43*$E24*V$4","v":0},{"$f":"+Project!W43*$E24*W$4","v":0},{"$f":"+Project!X43*$E24*X$4","v":0},{"$f":"+Project!Y43*$E24*Y$4","v":0},{"$f":"+Project!Z43*$E24*Z$4","v":0},{"$f":"+Project!AA43*$E24*AA$4","v":0},{"$f":"+Project!AB43*$E24*AB$4","v":0},{"$f":"+Project!AC43*$E24*AC$4","v":0}]
[25,{"$f":"+B7","v":2},"[Settlement B] 2",null,{"$f":"Consumers!BV10","v":0},null,{"$f":"Summary!$F$3&\"/a\"","v":"MWh/a"},null,{"$f":"+Project!I44*$E25*I$4","v":0},{"$f":"+Project!J44*$E25*J$4","v":0},{"$f":"+Project!K44*$E25*K$4","v":0},{"$f":"+Project!L44*$E25*L$4","v":0},{"$f":"+Project!M44*$E25*M$4","v":0},{"$f":"+Project!N44*$E25*N$4","v":0},{"$f":"+Project!O44*$E25*O$4","v":0},{"$f":"+Project!P44*$E25*P$4","v":0},{"$f":"+Project!Q44*$E25*Q$4","v":0},{"$f":"+Project!R44*$E25*R$4","v":0},{"$f":"+Project!S44*$E25*S$4","v":0},{"$f":"+Project!T44*$E25*T$4","v":0},{"$f":"+Project!U44*$E25*U$4","v":0},{"$f":"+Project!V44*$E25*V$4","v":0},{"$f":"+Project!W44*$E25*W$4","v":0},{"$f":"+Project!X44*$E25*X$4","v":0},{"$f":"+Project!Y44*$E25*Y$4","v":0},{"$f":"+Project!Z44*$E25*Z$4","v":0},{"$f":"+Project!AA44*$E25*AA$4","v":0},{"$f":"+Project!AB44*$E25*AB$4","v":0},{"$f":"+Project!AC44*$E25*AC$4","v":0}]
[26,{"$f":"+B8","v":3},"[Settlement B] 3",null,{"$f":"Consumers!BV11","v":0},null,{"$f":"Summary!$F$3&\"/a\"","v":"MWh/a"},null,{"$f":"+Project!I45*$E26*I$4","v":0},{"$f":"+Project!J45*$E26*J$4","v":0},{"$f":"+Project!K45*$E26*K$4","v":0},{"$f":"+Project!L45*$E26*L$4","v":0},{"$f":"+Project!M45*$E26*M$4","v":0},{"$f":"+Project!N45*$E26*N$4","v":0},{"$f":"+Project!O45*$E26*O$4","v":0},{"$f":"+Project!P45*$E26*P$4","v":0},{"$f":"+Project!Q45*$E26*Q$4","v":0},{"$f":"+Project!R45*$E26*R$4","v":0},{"$f":"+Project!S45*$E26*S$4","v":0},{"$f":"+Project!T45*$E26*T$4","v":0},{"$f":"+Project!U45*$E26*U$4","v":0},{"$f":"+Project!V45*$E26*V$4","v":0},{"$f":"+Project!W45*$E26*W$4","v":0},{"$f":"+Project!X45*$E26*X$4","v":0},{"$f":"+Project!Y45*$E26*Y$4","v":0},{"$f":"+Project!Z45*$E26*Z$4","v":0},{"$f":"+Project!AA45*$E26*AA$4","v":0},{"$f":"+Project!AB45*$E26*AB$4","v":0},{"$f":"+Project!AC45*$E26*AC$4","v":0}]
[27,{"$f":"+B9","v":4},"[Settlement B] 4",null,{"$f":"Consumers!BV12","v":0},null,{"$f":"Summary!$F$3&\"/a\"","v":"MWh/a"},null,{"$f":"+Project!I46*$E27*I$4","v":0},{"$f":"+Project!J46*$E27*J$4","v":0},{"$f":"+Project!K46*$E27*K$4","v":0},{"$f":"+Project!L46*$E27*L$4","v":0},{"$f":"+Project!M46*$E27*M$4","v":0},{"$f":"+Project!N46*$E27*N$4","v":0},{"$f":"+Project!O46*$E27*O$4","v":0},{"$f":"+Project!P46*$E27*P$4","v":0},{"$f":"+Project!Q46*$E27*Q$4","v":0},{"$f":"+Project!R46*$E27*R$4","v":0},{"$f":"+Project!S46*$E27*S$4","v":0},{"$f":"+Project!T46*$E27*T$4","v":0},{"$f":"+Project!U46*$E27*U$4","v":0},{"$f":"+Project!V46*$E27*V$4","v":0},{"$f":"+Project!W46*$E27*W$4","v":0},{"$f":"+Project!X46*$E27*X$4","v":0},{"$f":"+Project!Y46*$E27*Y$4","v":0},{"$f":"+Project!Z46*$E27*Z$4","v":0},{"$f":"+Project!AA46*$E27*AA$4","v":0},{"$f":"+Project!AB46*$E27*AB$4","v":0},{"$f":"+Project!AC46*$E27*AC$4","v":0}]
[28,{"$f":"+B10","v":5},"[Settlement B] 5",null,{"$f":"Consumers!BV13","v":0},null,{"$f":"Summary!$F$3&\"/a\"","v":"MWh/a"},null,{"$f":"+Project!I47*$E28*I$4","v":0},{"$f":"+Project!J47*$E28*J$4","v":0},{"$f":"+Project!K47*$E28*K$4","v":0},{"$f":"+Project!L47*$E28*L$4","v":0},{"$f":"+Project!M47*$E28*M$4","v":0},{"$f":"+Project!N47*$E28*N$4","v":0},{"$f":"+Project!O47*$E28*O$4","v":0},{"$f":"+Project!P47*$E28*P$4","v":0},{"$f":"+Project!Q47*$E28*Q$4","v":0},{"$f":"+Project!R47*$E28*R$4","v":0},{"$f":"+Project!S47*$E28*S$4","v":0},{"$f":"+Project!T47*$E28*T$4","v":0},{"$f":"+Project!U47*$E28*U$4","v":0},{"$f":"+Project!V47*$E28*V$4","v":0},{"$f":"+Project!W47*$E28*W$4","v":0},{"$f":"+Project!X47*$E28*X$4","v":0},{"$f":"+Project!Y47*$E28*Y$4","v":0},{"$f":"+Project!Z47*$E28*Z$4","v":0},{"$f":"+Project!AA47*$E28*AA$4","v":0},{"$f":"+Project!AB47*$E28*AB$4","v":0},{"$f":"+Project!AC47*$E28*AC$4","v":0}]
[29,{"$f":"+B11","v":6},"[Settlement B] 6",null,{"$f":"Consumers!BV14","v":0},null,{"$f":"Summary!$F$3&\"/a\"","v":"MWh/a"},null,{"$f":"+Project!I48*$E29*I$4","v":0},{"$f":"+Project!J48*$E29*J$4","v":0},{"$f":"+Project!K48*$E29*K$4","v":0},{"$f":"+Project!L48*$E29*L$4","v":0},{"$f":"+Project!M48*$E29*M$4","v":0},{"$f":"+Project!N48*$E29*N$4","v":0},{"$f":"+Project!O48*$E29*O$4","v":0},{"$f":"+Project!P48*$E29*P$4","v":0},{"$f":"+Project!Q48*$E29*Q$4","v":0},{"$f":"+Project!R48*$E29*R$4","v":0},{"$f":"+Project!S48*$E29*S$4","v":0},{"$f":"+Project!T48*$E29*T$4","v":0},{"$f":"+Project!U48*$E29*U$4","v":0},{"$f":"+Project!V48*$E29*V$4","v":0},{"$f":"+Project!W48*$E29*W$4","v":0},{"$f":"+Project!X48*$E29*X$4","v":0},{"$f":"+Project!Y48*$E29*Y$4","v":0},{"$f":"+Project!Z48*$E29*Z$4","v":0},{"$f":"+Project!AA48*$E29*AA$4","v":0},{"$f":"+Project!AB48*$E29*AB$4","v":0},{"$f":"+Project!AC48*$E29*AC$4","v":0}]
[30,{"$f":"+B12","v":7},"[Settlement B] 7",null,{"$f":"Consumers!BV15","v":0},null,{"$f":"Summary!$F$3&\"/a\"","v":"MWh/a"},null,{"$f":"+Project!I49*$E30*I$4","v":0},{"$f":"+Project!J49*$E30*J$4","v":0},{"$f":"+Project!K49*$E30*K$4","v":0},{"$f":"+Project!L49*$E30*L$4","v":0},{"$f":"+Project!M49*$E30*M$4","v":0},{"$f":"+Project!N49*$E30*N$4","v":0},{"$f":"+Project!O49*$E30*O$4","v":0},{"$f":"+Project!P49*$E30*P$4","v":0},{"$f":"+Project!Q49*$E30*Q$4","v":0},{"$f":"+Project!R49*$E30*R$4","v":0},{"$f":"+Project!S49*$E30*S$4","v":0},{"$f":"+Project!T49*$E30*T$4","v":0},{"$f":"+Project!U49*$E30*U$4","v":0},{"$f":"+Project!V49*$E30*V$4","v":0},{"$f":"+Project!W49*$E30*W$4","v":0},{"$f":"+Project!X49*$E30*X$4","v":0},{"$f":"+Project!Y49*$E30*Y$4","v":0},{"$f":"+Project!Z49*$E30*Z$4","v":0},{"$f":"+Project!AA49*$E30*AA$4","v":0},{"$f":"+Project!AB49*$E30*AB$4","v":0},{"$f":"+Project!AC49*$E30*AC$4","v":0}]
[31,{"$f":"+B13","v":8},"[Settlement B] 8",null,{"$f":"Consumers!BV16","v":0},null,{"$f":"Summary!$F$3&\"/a\"","v":"MWh/a"},null,{"$f":"+Project!I50*$E31*I$4","v":0},{"$f":"+Project!J50*$E31*J$4","v":0},{"$f":"+Project!K50*$E31*K$4","v":0},{"$f":"+Project!L50*$E31*L$4","v":0},{"$f":"+Project!M50*$E31*M$4","v":0},{"$f":"+Project!N50*$E31*N$4","v":0},{"$f":"+Project!O50*$E31*O$4","v":0},{"$f":"+Project!P50*$E31*P$4","v":0},{"$f":"+Project!Q50*$E31*Q$4","v":0},{"$f":"+Project!R50*$E31*R$4","v":0},{"$f":"+Project!S50*$E31*S$4","v":0},{"$f":"+Project!T50*$E31*T$4","v":0},{"$f":"+Project!U50*$E31*U$4","v":0},{"$f":"+Project!V50*$E31*V$4","v":0},{"$f":"+Project!W50*$E31*W$4","v":0},{"$f":"+Project!X50*$E31*X$4","v":0},{"$f":"+Project!Y50*$E31*Y$4","v":0},{"$f":"+Project!Z50*$E31*Z$4","v":0},{"$f":"+Project!AA50*$E31*AA$4","v":0},{"$f":"+Project!AB50*$E31*AB$4","v":0},{"$f":"+Project!AC50*$E31*AC$4","v":0}]
[32,{"$f":"+B14","v":9},"[Settlement A] Master",null,{"$f":"Consumers!BV17","v":0},null,{"$f":"Summary!$F$3&\"/a\"","v":"MWh/a"},null,{"$f":"+Project!I51*$E32*I$4","v":0},{"$f":"+Project!J51*$E32*J$4","v":0},{"$f":"+Project!K51*$E32*K$4","v":0},{"$f":"+Project!L51*$E32*L$4","v":0},{"$f":"+Project!M51*$E32*M$4","v":0},{"$f":"+Project!N51*$E32*N$4","v":0},{"$f":"+Project!O51*$E32*O$4","v":0},{"$f":"+Project!P51*$E32*P$4","v":0},{"$f":"+Project!Q51*$E32*Q$4","v":0},{"$f":"+Project!R51*$E32*R$4","v":0},{"$f":"+Project!S51*$E32*S$4","v":0},{"$f":"+Project!T51*$E32*T$4","v":0},{"$f":"+Project!U51*$E32*U$4","v":0},{"$f":"+Project!V51*$E32*V$4","v":0},{"$f":"+Project!W51*$E32*W$4","v":0},{"$f":"+Project!X51*$E32*X$4","v":0},{"$f":"+Project!Y51*$E32*Y$4","v":0},{"$f":"+Project!Z51*$E32*Z$4","v":0},{"$f":"+Project!AA51*$E32*AA$4","v":0},{"$f":"+Project!AB51*$E32*AB$4","v":0},{"$f":"+Project!AC51*$E32*AC$4","v":0}]
[33,{"$f":"+B15","v":10},"[Settlement A] 2",null,{"$f":"Consumers!BV18","v":0},null,{"$f":"Summary!$F$3&\"/a\"","v":"MWh/a"},null,{"$f":"+Project!I52*$E33*I$4","v":0},{"$f":"+Project!J52*$E33*J$4","v":0},{"$f":"+Project!K52*$E33*K$4","v":0},{"$f":"+Project!L52*$E33*L$4","v":0},{"$f":"+Project!M52*$E33*M$4","v":0},{"$f":"+Project!N52*$E33*N$4","v":0},{"$f":"+Project!O52*$E33*O$4","v":0},{"$f":"+Project!P52*$E33*P$4","v":0},{"$f":"+Project!Q52*$E33*Q$4","v":0},{"$f":"+Project!R52*$E33*R$4","v":0},{"$f":"+Project!S52*$E33*S$4","v":0},{"$f":"+Project!T52*$E33*T$4","v":0},{"$f":"+Project!U52*$E33*U$4","v":0},{"$f":"+Project!V52*$E33*V$4","v":0},{"$f":"+Project!W52*$E33*W$4","v":0},{"$f":"+Project!X52*$E33*X$4","v":0},{"$f":"+Project!Y52*$E33*Y$4","v":0},{"$f":"+Project!Z52*$E33*Z$4","v":0},{"$f":"+Project!AA52*$E33*AA$4","v":0},{"$f":"+Project!AB52*$E33*AB$4","v":0},{"$f":"+Project!AC52*$E33*AC$4","v":0}]
[34,{"$f":"+B16","v":11},"[Settlement A] 3",null,{"$f":"Consumers!BV19","v":0},null,{"$f":"Summary!$F$3&\"/a\"","v":"MWh/a"},null,{"$f":"+Project!I53*$E34*I$4","v":0},{"$f":"+Project!J53*$E34*J$4","v":0},{"$f":"+Project!K53*$E34*K$4","v":0},{"$f":"+Project!L53*$E34*L$4","v":0},{"$f":"+Project!M53*$E34*M$4","v":0},{"$f":"+Project!N53*$E34*N$4","v":0},{"$f":"+Project!O53*$E34*O$4","v":0},{"$f":"+Project!P53*$E34*P$4","v":0},{"$f":"+Project!Q53*$E34*Q$4","v":0},{"$f":"+Project!R53*$E34*R$4","v":0},{"$f":"+Project!S53*$E34*S$4","v":0},{"$f":"+Project!T53*$E34*T$4","v":0},{"$f":"+Project!U53*$E34*U$4","v":0},{"$f":"+Project!V53*$E34*V$4","v":0},{"$f":"+Project!W53*$E34*W$4","v":0},{"$f":"+Project!X53*$E34*X$4","v":0},{"$f":"+Project!Y53*$E34*Y$4","v":0},{"$f":"+Project!Z53*$E34*Z$4","v":0},{"$f":"+Project!AA53*$E34*AA$4","v":0},{"$f":"+Project!AB53*$E34*AB$4","v":0},{"$f":"+Project!AC53*$E34*AC$4","v":0}]
[35,{"$f":"+B17","v":12},"[Settlement A] 4",null,{"$f":"Consumers!BV20","v":0},null,{"$f":"Summary!$F$3&\"/a\"","v":"MWh/a"},null,{"$f":"+Project!I54*$E35*I$4","v":0},{"$f":"+Project!J54*$E35*J$4","v":0},{"$f":"+Project!K54*$E35*K$4","v":0},{"$f":"+Project!L54*$E35*L$4","v":0},{"$f":"+Project!M54*$E35*M$4","v":0},{"$f":"+Project!N54*$E35*N$4","v":0},{"$f":"+Project!O54*$E35*O$4","v":0},{"$f":"+Project!P54*$E35*P$4","v":0},{"$f":"+Project!Q54*$E35*Q$4","v":0},{"$f":"+Project!R54*$E35*R$4","v":0},{"$f":"+Project!S54*$E35*S$4","v":0},{"$f":"+Project!T54*$E35*T$4","v":0},{"$f":"+Project!U54*$E35*U$4","v":0},{"$f":"+Project!V54*$E35*V$4","v":0},{"$f":"+Project!W54*$E35*W$4","v":0},{"$f":"+Project!X54*$E35*X$4","v":0},{"$f":"+Project!Y54*$E35*Y$4","v":0},{"$f":"+Project!Z54*$E35*Z$4","v":0},{"$f":"+Project!AA54*$E35*AA$4","v":0},{"$f":"+Project!AB54*$E35*AB$4","v":0},{"$f":"+Project!AC54*$E35*AC$4","v":0}]
[36,{"$f":"+B18","v":13},"[Settlement A] 5",null,{"$f":"Consumers!BV21","v":0},null,{"$f":"Summary!$F$3&\"/a\"","v":"MWh/a"},null,{"$f":"+Project!I55*$E36*I$4","v":0},{"$f":"+Project!J55*$E36*J$4","v":0},{"$f":"+Project!K55*$E36*K$4","v":0},{"$f":"+Project!L55*$E36*L$4","v":0},{"$f":"+Project!M55*$E36*M$4","v":0},{"$f":"+Project!N55*$E36*N$4","v":0},{"$f":"+Project!O55*$E36*O$4","v":0},{"$f":"+Project!P55*$E36*P$4","v":0},{"$f":"+Project!Q55*$E36*Q$4","v":0},{"$f":"+Project!R55*$E36*R$4","v":0},{"$f":"+Project!S55*$E36*S$4","v":0},{"$f":"+Project!T55*$E36*T$4","v":0},{"$f":"+Project!U55*$E36*U$4","v":0},{"$f":"+Project!V55*$E36*V$4","v":0},{"$f":"+Project!W55*$E36*W$4","v":0},{"$f":"+Project!X55*$E36*X$4","v":0},{"$f":"+Project!Y55*$E36*Y$4","v":0},{"$f":"+Project!Z55*$E36*Z$4","v":0},{"$f":"+Project!AA55*$E36*AA$4","v":0},{"$f":"+Project!AB55*$E36*AB$4","v":0},{"$f":"+Project!AC55*$E36*AC$4","v":0}]
[37,{"$f":"+B19","v":14},"[Settlement A] 6",null,{"$f":"Consumers!BV22","v":0},null,{"$f":"Summary!$F$3&\"/a\"","v":"MWh/a"},null,{"$f":"+Project!I56*$E37*I$4","v":0},{"$f":"+Project!J56*$E37*J$4","v":0},{"$f":"+Project!K56*$E37*K$4","v":0},{"$f":"+Project!L56*$E37*L$4","v":0},{"$f":"+Project!M56*$E37*M$4","v":0},{"$f":"+Project!N56*$E37*N$4","v":0},{"$f":"+Project!O56*$E37*O$4","v":0},{"$f":"+Project!P56*$E37*P$4","v":0},{"$f":"+Project!Q56*$E37*Q$4","v":0},{"$f":"+Project!R56*$E37*R$4","v":0},{"$f":"+Project!S56*$E37*S$4","v":0},{"$f":"+Project!T56*$E37*T$4","v":0},{"$f":"+Project!U56*$E37*U$4","v":0},{"$f":"+Project!V56*$E37*V$4","v":0},{"$f":"+Project!W56*$E37*W$4","v":0},{"$f":"+Project!X56*$E37*X$4","v":0},{"$f":"+Project!Y56*$E37*Y$4","v":0},{"$f":"+Project!Z56*$E37*Z$4","v":0},{"$f":"+Project!AA56*$E37*AA$4","v":0},{"$f":"+Project!AB56*$E37*AB$4","v":0},{"$f":"+Project!AC56*$E37*AC$4","v":0}]
[38,{"$f":"+B20","v":15},"[Settlement A] 7",null,{"$f":"Consumers!BV23","v":0},null,{"$f":"Summary!$F$3&\"/a\"","v":"MWh/a"},null,{"$f":"+Project!I57*$E38*I$4","v":0},{"$f":"+Project!J57*$E38*J$4","v":0},{"$f":"+Project!K57*$E38*K$4","v":0},{"$f":"+Project!L57*$E38*L$4","v":0},{"$f":"+Project!M57*$E38*M$4","v":0},{"$f":"+Project!N57*$E38*N$4","v":0},{"$f":"+Project!O57*$E38*O$4","v":0},{"$f":"+Project!P57*$E38*P$4","v":0},{"$f":"+Project!Q57*$E38*Q$4","v":0},{"$f":"+Project!R57*$E38*R$4","v":0},{"$f":"+Project!S57*$E38*S$4","v":0},{"$f":"+Project!T57*$E38*T$4","v":0},{"$f":"+Project!U57*$E38*U$4","v":0},{"$f":"+Project!V57*$E38*V$4","v":0},{"$f":"+Project!W57*$E38*W$4","v":0},{"$f":"+Project!X57*$E38*X$4","v":0},{"$f":"+Project!Y57*$E38*Y$4","v":0},{"$f":"+Project!Z57*$E38*Z$4","v":0},{"$f":"+Project!AA57*$E38*AA$4","v":0},{"$f":"+Project!AB57*$E38*AB$4","v":0},{"$f":"+Project!AC57*$E38*AC$4","v":0}]
[39,"Heat Pump total",null,null,{"$f":"SUM(E24:E38)","v":0},null,{"$f":"Summary!$F$3&\"/a\"","v":"MWh/a"},null,{"$f":"SUM(I24:I38)","v":0},0,0,0,0,0,0,0,0,0,0,0,0,0,0,0,0,0,0,0,0]
[40]
[41,"Gas boilers",null,null,{"$f":"Summary!$F$3&\"/a\"","v":"MWh/a"},null,"",null,"","","","","","","","",null,null,null,null,null,null,"","","","","",""]
[42,{"$f":"+B6","v":1},{"$f":"+C6","v":"[Settlement B] 1"},null,{"$f":"Consumers!CE9","v":0},null,{"$f":"Summary!$F$3&\"/a\"","v":"MWh/a"},null,{"$f":"+Project!I43*$E42*I$4","v":0},{"$f":"+Project!J43*$E42*J$4","v":0},{"$f":"+Project!K43*$E42*K$4","v":0},{"$f":"+Project!L43*$E42*L$4","v":0},{"$f":"+Project!M43*$E42*M$4","v":0},{"$f":"+Project!N43*$E42*N$4","v":0},{"$f":"+Project!O43*$E42*O$4","v":0},{"$f":"+Project!P43*$E42*P$4","v":0},{"$f":"+Project!Q43*$E42*Q$4","v":0},{"$f":"+Project!R43*$E42*R$4","v":0},{"$f":"+Project!S43*$E42*S$4","v":0},{"$f":"+Project!T43*$E42*T$4","v":0},{"$f":"+Project!U43*$E42*U$4","v":0},{"$f":"+Project!V43*$E42*V$4","v":0},{"$f":"+Project!W43*$E42*W$4","v":0},{"$f":"+Project!X43*$E42*X$4","v":0},{"$f":"+Project!Y43*$E42*Y$4","v":0},{"$f":"+Project!Z43*$E42*Z$4","v":0},{"$f":"+Project!AA43*$E42*AA$4","v":0},{"$f":"+Project!AB43*$E42*AB$4","v":0},{"$f":"+Project!AC43*$E42*AC$4","v":0}]
[43,{"$f":"+B7","v":2},{"$f":"+C7","v":"[Settlement B] 2"},null,{"$f":"Consumers!CE10","v":0},null,{"$f":"Summary!$F$3&\"/a\"","v":"MWh/a"},null,{"$f":"+Project!I44*$E43*I$4","v":0},{"$f":"+Project!J44*$E43*J$4","v":0},{"$f":"+Project!K44*$E43*K$4","v":0},{"$f":"+Project!L44*$E43*L$4","v":0},{"$f":"+Project!M44*$E43*M$4","v":0},{"$f":"+Project!N44*$E43*N$4","v":0},{"$f":"+Project!O44*$E43*O$4","v":0},{"$f":"+Project!P44*$E43*P$4","v":0},{"$f":"+Project!Q44*$E43*Q$4","v":0},{"$f":"+Project!R44*$E43*R$4","v":0},{"$f":"+Project!S44*$E43*S$4","v":0},{"$f":"+Project!T44*$E43*T$4","v":0},{"$f":"+Project!U44*$E43*U$4","v":0},{"$f":"+Project!V44*$E43*V$4","v":0},{"$f":"+Project!W44*$E43*W$4","v":0},{"$f":"+Project!X44*$E43*X$4","v":0},{"$f":"+Project!Y44*$E43*Y$4","v":0},{"$f":"+Project!Z44*$E43*Z$4","v":0},{"$f":"+Project!AA44*$E43*AA$4","v":0},{"$f":"+Project!AB44*$E43*AB$4","v":0},{"$f":"+Project!AC44*$E43*AC$4","v":0}]
[44,{"$f":"+B8","v":3},"[Settlement B] 3",null,{"$f":"Consumers!CE11","v":0},null,{"$f":"Summary!$F$3&\"/a\"","v":"MWh/a"},null,{"$f":"+Project!I45*$E44*I$4","v":0},{"$f":"+Project!J45*$E44*J$4","v":0},{"$f":"+Project!K45*$E44*K$4","v":0},{"$f":"+Project!L45*$E44*L$4","v":0},{"$f":"+Project!M45*$E44*M$4","v":0},{"$f":"+Project!N45*$E44*N$4","v":0},{"$f":"+Project!O45*$E44*O$4","v":0},{"$f":"+Project!P45*$E44*P$4","v":0},{"$f":"+Project!Q45*$E44*Q$4","v":0},{"$f":"+Project!R45*$E44*R$4","v":0},{"$f":"+Project!S45*$E44*S$4","v":0},{"$f":"+Project!T45*$E44*T$4","v":0},{"$f":"+Project!U45*$E44*U$4","v":0},{"$f":"+Project!V45*$E44*V$4","v":0},{"$f":"+Project!W45*$E44*W$4","v":0},{"$f":"+Project!X45*$E44*X$4","v":0},{"$f":"+Project!Y45*$E44*Y$4","v":0},{"$f":"+Project!Z45*$E44*Z$4","v":0},{"$f":"+Project!AA45*$E44*AA$4","v":0},{"$f":"+Project!AB45*$E44*AB$4","v":0},{"$f":"+Project!AC45*$E44*AC$4","v":0}]
[45,{"$f":"+B9","v":4},"[Settlement B] 4",null,{"$f":"Consumers!CE12","v":0},null,{"$f":"Summary!$F$3&\"/a\"","v":"MWh/a"},null,{"$f":"+Project!I46*$E45*I$4","v":0},{"$f":"+Project!J46*$E45*J$4","v":0},{"$f":"+Project!K46*$E45*K$4","v":0},{"$f":"+Project!L46*$E45*L$4","v":0},{"$f":"+Project!M46*$E45*M$4","v":0},{"$f":"+Project!N46*$E45*N$4","v":0},{"$f":"+Project!O46*$E45*O$4","v":0},{"$f":"+Project!P46*$E45*P$4","v":0},{"$f":"+Project!Q46*$E45*Q$4","v":0},{"$f":"+Project!R46*$E45*R$4","v":0},{"$f":"+Project!S46*$E45*S$4","v":0},{"$f":"+Project!T46*$E45*T$4","v":0},{"$f":"+Project!U46*$E45*U$4","v":0},{"$f":"+Project!V46*$E45*V$4","v":0},{"$f":"+Project!W46*$E45*W$4","v":0},{"$f":"+Project!X46*$E45*X$4","v":0},{"$f":"+Project!Y46*$E45*Y$4","v":0},{"$f":"+Project!Z46*$E45*Z$4","v":0},{"$f":"+Project!AA46*$E45*AA$4","v":0},{"$f":"+Project!AB46*$E45*AB$4","v":0},{"$f":"+Project!AC46*$E45*AC$4","v":0}]
[46,{"$f":"+B10","v":5},"[Settlement B] 5",null,{"$f":"Consumers!CE13","v":0},null,{"$f":"Summary!$F$3&\"/a\"","v":"MWh/a"},null,{"$f":"+Project!I47*$E46*I$4","v":0},{"$f":"+Project!J47*$E46*J$4","v":0},{"$f":"+Project!K47*$E46*K$4","v":0},{"$f":"+Project!L47*$E46*L$4","v":0},{"$f":"+Project!M47*$E46*M$4","v":0},{"$f":"+Project!N47*$E46*N$4","v":0},{"$f":"+Project!O47*$E46*O$4","v":0},{"$f":"+Project!P47*$E46*P$4","v":0},{"$f":"+Project!Q47*$E46*Q$4","v":0},{"$f":"+Project!R47*$E46*R$4","v":0},{"$f":"+Project!S47*$E46*S$4","v":0},{"$f":"+Project!T47*$E46*T$4","v":0},{"$f":"+Project!U47*$E46*U$4","v":0},{"$f":"+Project!V47*$E46*V$4","v":0},{"$f":"+Project!W47*$E46*W$4","v":0},{"$f":"+Project!X47*$E46*X$4","v":0},{"$f":"+Project!Y47*$E46*Y$4","v":0},{"$f":"+Project!Z47*$E46*Z$4","v":0},{"$f":"+Project!AA47*$E46*AA$4","v":0},{"$f":"+Project!AB47*$E46*AB$4","v":0},{"$f":"+Project!AC47*$E46*AC$4","v":0}]
[47,{"$f":"+B11","v":6},"[Settlement B] 6",null,{"$f":"Consumers!CE14","v":0},null,{"$f":"Summary!$F$3&\"/a\"","v":"MWh/a"},null,{"$f":"+Project!I48*$E47*I$4","v":0},{"$f":"+Project!J48*$E47*J$4","v":0},{"$f":"+Project!K48*$E47*K$4","v":0},{"$f":"+Project!L48*$E47*L$4","v":0},{"$f":"+Project!M48*$E47*M$4","v":0},{"$f":"+Project!N48*$E47*N$4","v":0},{"$f":"+Project!O48*$E47*O$4","v":0},{"$f":"+Project!P48*$E47*P$4","v":0},{"$f":"+Project!Q48*$E47*Q$4","v":0},{"$f":"+Project!R48*$E47*R$4","v":0},{"$f":"+Project!S48*$E47*S$4","v":0},{"$f":"+Project!T48*$E47*T$4","v":0},{"$f":"+Project!U48*$E47*U$4","v":0},{"$f":"+Project!V48*$E47*V$4","v":0},{"$f":"+Project!W48*$E47*W$4","v":0},{"$f":"+Project!X48*$E47*X$4","v":0},{"$f":"+Project!Y48*$E47*Y$4","v":0},{"$f":"+Project!Z48*$E47*Z$4","v":0},{"$f":"+Project!AA48*$E47*AA$4","v":0},{"$f":"+Project!AB48*$E47*AB$4","v":0},{"$f":"+Project!AC48*$E47*AC$4","v":0}]
[48,{"$f":"+B12","v":7},"[Settlement B] 7",null,{"$f":"Consumers!CE15","v":0},null,{"$f":"Summary!$F$3&\"/a\"","v":"MWh/a"},null,{"$f":"+Project!I49*$E48*I$4","v":0},{"$f":"+Project!J49*$E48*J$4","v":0},{"$f":"+Project!K49*$E48*K$4","v":0},{"$f":"+Project!L49*$E48*L$4","v":0},{"$f":"+Project!M49*$E48*M$4","v":0},{"$f":"+Project!N49*$E48*N$4","v":0},{"$f":"+Project!O49*$E48*O$4","v":0},{"$f":"+Project!P49*$E48*P$4","v":0},{"$f":"+Project!Q49*$E48*Q$4","v":0},{"$f":"+Project!R49*$E48*R$4","v":0},{"$f":"+Project!S49*$E48*S$4","v":0},{"$f":"+Project!T49*$E48*T$4","v":0},{"$f":"+Project!U49*$E48*U$4","v":0},{"$f":"+Project!V49*$E48*V$4","v":0},{"$f":"+Project!W49*$E48*W$4","v":0},{"$f":"+Project!X49*$E48*X$4","v":0},{"$f":"+Project!Y49*$E48*Y$4","v":0},{"$f":"+Project!Z49*$E48*Z$4","v":0},{"$f":"+Project!AA49*$E48*AA$4","v":0},{"$f":"+Project!AB49*$E48*AB$4","v":0},{"$f":"+Project!AC49*$E48*AC$4","v":0}]
[49,{"$f":"+B13","v":8},"[Settlement B] 8",null,{"$f":"Consumers!CE16","v":0},null,{"$f":"Summary!$F$3&\"/a\"","v":"MWh/a"},null,{"$f":"+Project!I50*$E49*I$4","v":0},{"$f":"+Project!J50*$E49*J$4","v":0},{"$f":"+Project!K50*$E49*K$4","v":0},{"$f":"+Project!L50*$E49*L$4","v":0},{"$f":"+Project!M50*$E49*M$4","v":0},{"$f":"+Project!N50*$E49*N$4","v":0},{"$f":"+Project!O50*$E49*O$4","v":0},{"$f":"+Project!P50*$E49*P$4","v":0},{"$f":"+Project!Q50*$E49*Q$4","v":0},{"$f":"+Project!R50*$E49*R$4","v":0},{"$f":"+Project!S50*$E49*S$4","v":0},{"$f":"+Project!T50*$E49*T$4","v":0},{"$f":"+Project!U50*$E49*U$4","v":0},{"$f":"+Project!V50*$E49*V$4","v":0},{"$f":"+Project!W50*$E49*W$4","v":0},{"$f":"+Project!X50*$E49*X$4","v":0},{"$f":"+Project!Y50*$E49*Y$4","v":0},{"$f":"+Project!Z50*$E49*Z$4","v":0},{"$f":"+Project!AA50*$E49*AA$4","v":0},{"$f":"+Project!AB50*$E49*AB$4","v":0},{"$f":"+Project!AC50*$E49*AC$4","v":0}]
[50,{"$f":"+B14","v":9},"[Settlement A] Master",null,{"$f":"Consumers!CE17","v":0},null,{"$f":"Summary!$F$3&\"/a\"","v":"MWh/a"},null,{"$f":"+Project!I51*$E50*I$4","v":0},{"$f":"+Project!J51*$E50*J$4","v":0},{"$f":"+Project!K51*$E50*K$4","v":0},{"$f":"+Project!L51*$E50*L$4","v":0},{"$f":"+Project!M51*$E50*M$4","v":0},{"$f":"+Project!N51*$E50*N$4","v":0},{"$f":"+Project!O51*$E50*O$4","v":0},{"$f":"+Project!P51*$E50*P$4","v":0},{"$f":"+Project!Q51*$E50*Q$4","v":0},{"$f":"+Project!R51*$E50*R$4","v":0},{"$f":"+Project!S51*$E50*S$4","v":0},{"$f":"+Project!T51*$E50*T$4","v":0},{"$f":"+Project!U51*$E50*U$4","v":0},{"$f":"+Project!V51*$E50*V$4","v":0},{"$f":"+Project!W51*$E50*W$4","v":0},{"$f":"+Project!X51*$E50*X$4","v":0},{"$f":"+Project!Y51*$E50*Y$4","v":0},{"$f":"+Project!Z51*$E50*Z$4","v":0},{"$f":"+Project!AA51*$E50*AA$4","v":0},{"$f":"+Project!AB51*$E50*AB$4","v":0},{"$f":"+Project!AC51*$E50*AC$4","v":0}]
[51,{"$f":"+B15","v":10},"[Settlement A] 2",null,{"$f":"Consumers!CE18","v":0},null,{"$f":"Summary!$F$3&\"/a\"","v":"MWh/a"},null,{"$f":"+Project!I52*$E51*I$4","v":0},{"$f":"+Project!J52*$E51*J$4","v":0},{"$f":"+Project!K52*$E51*K$4","v":0},{"$f":"+Project!L52*$E51*L$4","v":0},{"$f":"+Project!M52*$E51*M$4","v":0},{"$f":"+Project!N52*$E51*N$4","v":0},{"$f":"+Project!O52*$E51*O$4","v":0},{"$f":"+Project!P52*$E51*P$4","v":0},{"$f":"+Project!Q52*$E51*Q$4","v":0},{"$f":"+Project!R52*$E51*R$4","v":0},{"$f":"+Project!S52*$E51*S$4","v":0},{"$f":"+Project!T52*$E51*T$4","v":0},{"$f":"+Project!U52*$E51*U$4","v":0},{"$f":"+Project!V52*$E51*V$4","v":0},{"$f":"+Project!W52*$E51*W$4","v":0},{"$f":"+Project!X52*$E51*X$4","v":0},{"$f":"+Project!Y52*$E51*Y$4","v":0},{"$f":"+Project!Z52*$E51*Z$4","v":0},{"$f":"+Project!AA52*$E51*AA$4","v":0},{"$f":"+Project!AB52*$E51*AB$4","v":0},{"$f":"+Project!AC52*$E51*AC$4","v":0}]
[52,{"$f":"+B16","v":11},"[Settlement A] 3",null,{"$f":"Consumers!CE19","v":0},null,{"$f":"Summary!$F$3&\"/a\"","v":"MWh/a"},null,{"$f":"+Project!I53*$E52*I$4","v":0},{"$f":"+Project!J53*$E52*J$4","v":0},{"$f":"+Project!K53*$E52*K$4","v":0},{"$f":"+Project!L53*$E52*L$4","v":0},{"$f":"+Project!M53*$E52*M$4","v":0},{"$f":"+Project!N53*$E52*N$4","v":0},{"$f":"+Project!O53*$E52*O$4","v":0},{"$f":"+Project!P53*$E52*P$4","v":0},{"$f":"+Project!Q53*$E52*Q$4","v":0},{"$f":"+Project!R53*$E52*R$4","v":0},{"$f":"+Project!S53*$E52*S$4","v":0},{"$f":"+Project!T53*$E52*T$4","v":0},{"$f":"+Project!U53*$E52*U$4","v":0},{"$f":"+Project!V53*$E52*V$4","v":0},{"$f":"+Project!W53*$E52*W$4","v":0},{"$f":"+Project!X53*$E52*X$4","v":0},{"$f":"+Project!Y53*$E52*Y$4","v":0},{"$f":"+Project!Z53*$E52*Z$4","v":0},{"$f":"+Project!AA53*$E52*AA$4","v":0},{"$f":"+Project!AB53*$E52*AB$4","v":0},{"$f":"+Project!AC53*$E52*AC$4","v":0}]
[53,{"$f":"+B17","v":12},"[Settlement A] 4",null,{"$f":"Consumers!CE20","v":0},null,{"$f":"Summary!$F$3&\"/a\"","v":"MWh/a"},null,{"$f":"+Project!I54*$E53*I$4","v":0},{"$f":"+Project!J54*$E53*J$4","v":0},{"$f":"+Project!K54*$E53*K$4","v":0},{"$f":"+Project!L54*$E53*L$4","v":0},{"$f":"+Project!M54*$E53*M$4","v":0},{"$f":"+Project!N54*$E53*N$4","v":0},{"$f":"+Project!O54*$E53*O$4","v":0},{"$f":"+Project!P54*$E53*P$4","v":0},{"$f":"+Project!Q54*$E53*Q$4","v":0},{"$f":"+Project!R54*$E53*R$4","v":0},{"$f":"+Project!S54*$E53*S$4","v":0},{"$f":"+Project!T54*$E53*T$4","v":0},{"$f":"+Project!U54*$E53*U$4","v":0},{"$f":"+Project!V54*$E53*V$4","v":0},{"$f":"+Project!W54*$E53*W$4","v":0},{"$f":"+Project!X54*$E53*X$4","v":0},{"$f":"+Project!Y54*$E53*Y$4","v":0},{"$f":"+Project!Z54*$E53*Z$4","v":0},{"$f":"+Project!AA54*$E53*AA$4","v":0},{"$f":"+Project!AB54*$E53*AB$4","v":0},{"$f":"+Project!AC54*$E53*AC$4","v":0}]
[54,{"$f":"+B18","v":13},"[Settlement A] 5",null,{"$f":"Consumers!CE21","v":0},null,{"$f":"Summary!$F$3&\"/a\"","v":"MWh/a"},null,{"$f":"+Project!I55*$E54*I$4","v":0},{"$f":"+Project!J55*$E54*J$4","v":0},{"$f":"+Project!K55*$E54*K$4","v":0},{"$f":"+Project!L55*$E54*L$4","v":0},{"$f":"+Project!M55*$E54*M$4","v":0},{"$f":"+Project!N55*$E54*N$4","v":0},{"$f":"+Project!O55*$E54*O$4","v":0},{"$f":"+Project!P55*$E54*P$4","v":0},{"$f":"+Project!Q55*$E54*Q$4","v":0},{"$f":"+Project!R55*$E54*R$4","v":0},{"$f":"+Project!S55*$E54*S$4","v":0},{"$f":"+Project!T55*$E54*T$4","v":0},{"$f":"+Project!U55*$E54*U$4","v":0},{"$f":"+Project!V55*$E54*V$4","v":0},{"$f":"+Project!W55*$E54*W$4","v":0},{"$f":"+Project!X55*$E54*X$4","v":0},{"$f":"+Project!Y55*$E54*Y$4","v":0},{"$f":"+Project!Z55*$E54*Z$4","v":0},{"$f":"+Project!AA55*$E54*AA$4","v":0},{"$f":"+Project!AB55*$E54*AB$4","v":0},{"$f":"+Project!AC55*$E54*AC$4","v":0}]
[55,{"$f":"+B19","v":14},"[Settlement A] 6",null,{"$f":"Consumers!CE22","v":0},null,{"$f":"Summary!$F$3&\"/a\"","v":"MWh/a"},null,{"$f":"+Project!I56*$E55*I$4","v":0},{"$f":"+Project!J56*$E55*J$4","v":0},{"$f":"+Project!K56*$E55*K$4","v":0},{"$f":"+Project!L56*$E55*L$4","v":0},{"$f":"+Project!M56*$E55*M$4","v":0},{"$f":"+Project!N56*$E55*N$4","v":0},{"$f":"+Project!O56*$E55*O$4","v":0},{"$f":"+Project!P56*$E55*P$4","v":0},{"$f":"+Project!Q56*$E55*Q$4","v":0},{"$f":"+Project!R56*$E55*R$4","v":0},{"$f":"+Project!S56*$E55*S$4","v":0},{"$f":"+Project!T56*$E55*T$4","v":0},{"$f":"+Project!U56*$E55*U$4","v":0},{"$f":"+Project!V56*$E55*V$4","v":0},{"$f":"+Project!W56*$E55*W$4","v":0},{"$f":"+Project!X56*$E55*X$4","v":0},{"$f":"+Project!Y56*$E55*Y$4","v":0},{"$f":"+Project!Z56*$E55*Z$4","v":0},{"$f":"+Project!AA56*$E55*AA$4","v":0},{"$f":"+Project!AB56*$E55*AB$4","v":0},{"$f":"+Project!AC56*$E55*AC$4","v":0}]
[56,{"$f":"+B20","v":15},"[Settlement A] 7",null,{"$f":"Consumers!CE23","v":0},null,{"$f":"Summary!$F$3&\"/a\"","v":"MWh/a"},null,{"$f":"+Project!I57*$E56*I$4","v":0},{"$f":"+Project!J57*$E56*J$4","v":0},{"$f":"+Project!K57*$E56*K$4","v":0},{"$f":"+Project!L57*$E56*L$4","v":0},{"$f":"+Project!M57*$E56*M$4","v":0},{"$f":"+Project!N57*$E56*N$4","v":0},{"$f":"+Project!O57*$E56*O$4","v":0},{"$f":"+Project!P57*$E56*P$4","v":0},{"$f":"+Project!Q57*$E56*Q$4","v":0},{"$f":"+Project!R57*$E56*R$4","v":0},{"$f":"+Project!S57*$E56*S$4","v":0},{"$f":"+Project!T57*$E56*T$4","v":0},{"$f":"+Project!U57*$E56*U$4","v":0},{"$f":"+Project!V57*$E56*V$4","v":0},{"$f":"+Project!W57*$E56*W$4","v":0},{"$f":"+Project!X57*$E56*X$4","v":0},{"$f":"+Project!Y57*$E56*Y$4","v":0},{"$f":"+Project!Z57*$E56*Z$4","v":0},{"$f":"+Project!AA57*$E56*AA$4","v":0},{"$f":"+Project!AB57*$E56*AB$4","v":0},{"$f":"+Project!AC57*$E56*AC$4","v":0}]
[57,"Gas boilers total",null,null,{"$f":"SUM(E42:E56)","v":0},null,{"$f":"Summary!$F$3&\"/a\"","v":"MWh/a"},null,{"$f":"SUM(I42:I56)","v":0},0,0,{"$f":"SUM(L42:L56)","v":0},{"$f":"SUM(M42:M56)","v":0},0,0,0,0,0,0,0,0,0,0,0,0,0,0,0,0]
[58]
[59,"Market share of individual production",null,null,null,null,null,null,{"$f":"+I1","v":2015},{"$f":"+J1","v":2016},2017,2018,2019,2020,2021,2022,2023,2024,2025,2026,2027,2028,2029,2030,2031,2032,2033,2034,2035]
[60,{"$f":"+B5","v":"Heat pump"},null,null,{"$f":"+E21","v":0},{"$f":"I60+NPV(+F$68,J60:AC60)","v":0},{"$f":"Summary!$F$3&\"/a\"","v":"MWh/a"},null,{"$f":"+I21","v":0},{"$f":"+J21","v":0},0,0,0,0,0,0,0,0,0,0,0,0,0,0,0,0,0,0,0]
[61,{"$f":"+B23","v":"Oil boilers"},null,null,{"$f":"+E39","v":0},{"$f":"I61+NPV(+F$68,J61:AC61)","v":0},{"$f":"Summary!$F$3&\"/a\"","v":"MWh/a"},null,{"$f":"+I39","v":0},{"$f":"+J39","v":0},0,0,0,0,0,0,0,0,0,0,0,0,0,0,0,0,0,0,0]
[62,{"$f":"+B41","v":"Gas boilers"},null,null,{"$f":"+E57","v":0},{"$f":"I62+NPV(+F$68,J62:AC62)","v":0},{"$f":"Summary!$F$3&\"/a\"","v":"MWh/a"},null,{"$f":"+I57","v":0},{"$f":"+J57","v":0},0,0,0,0,0,0,0,0,0,0,0,0,0,0,0,0,0,0,0]
[63,"Total individual production",null,null,{"$f":"SUM(E60:E62)","v":0},{"$f":"I63+NPV(+F$68,J63:AC63)","v":0},{"$f":"Summary!$F$3&\"/a\"","v":"MWh/a"},null,{"$f":"+I21+I39+I57","v":0},{"$f":"+J21+J39+J57","v":0},0,0,0,0,0,0,0,0,0,0,0,0,0,0,0,0,0,0,0]
[64,"Control figure (zero)",null,null,null,null,{"$f":"Summary!$F$3&\"/a\"","v":"MWh/a"},null,{"$f":"+Project!I111-I63","v":0},{"$f":"+Project!J111-J63","v":0},{"$f":"+Project!K111-K63","v":0},{"$f":"+Project!L111-L63","v":0},{"$f":"+Project!M111-M63","v":0},{"$f":"+Project!N111-N63","v":0},{"$f":"+Project!O111-O63","v":0},{"$f":"+Project!P111-P63","v":0},{"$f":"+Project!Q111-Q63","v":0},{"$f":"+Project!R111-R63","v":0},{"$f":"+Project!S111-S63","v":0},{"$f":"+Project!T111-T63","v":0},{"$f":"+Project!U111-U63","v":0},{"$f":"+Project!V111-V63","v":0},{"$f":"+Project!W111-W63","v":0},{"$f":"+Project!X111-X63","v":0},{"$f":"+Project!Y111-Y63","v":0},{"$f":"+Project!Z111-Z63","v":0},{"$f":"+Project!AA111-AA63","v":0},{"$f":"+Project!AB111-AB63","v":0},{"$f":"+Project!AC111-AC63","v":0}]
[65]
[66]
[67,"Cost",null,null,null,"NPV","Fixed price"]
[68,"Cost of individual supply",null,null,null,{"$f":"+Summary!J76","v":0.03}]
[69,"Investments",null,null,"","",""]
[70,"Heat pumps",null,"Maximal","Actual","NPV",null,null,{"$f":"+IF(Summary!$J$380=1,\"Reinvestments same year the consumer else would be connected to DH\",\"Reinvestment uniformly distributed during life-time\")","v":"Reinvestments same year the consumer else would be connected to DH"}]
[71,{"$f":"+B6","v":1},{"$f":"+C6","v":"[Settlement B] 1"},{"$f":"Consumers!BA9/1000","v":0},{"$f":"+SUM(J71:AB71)","v":0},{"$f":"I71+NPV(+F$68,J71:AC71)","v":0},{"$f":"\"k\"&Summary!$G$3","v":"k£"},null,{"$f":"IF(Summary!$J$380=1,(+Project!I43-Project!H43)*$D71,$D71/$D$87*Project!$AC43)","v":0},{"$f":"IF(Summary!$J$380=1,(+Project!J43-Project!I43)*$D71,$D71/$D$87*Project!$AC43)","v":0},{"$f":"IF(Summary!$J$380=1,(+Project!K43-Project!J43)*$D71,$D71/$D$87*Project!$AC43)","v":0},{"$f":"IF(Summary!$J$380=1,(+Project!L43-Project!K43)*$D71,$D71/$D$87*Project!$AC43)","v":0},{"$f":"IF(Summary!$J$380=1,(+Project!M43-Project!L43)*$D71,$D71/$D$87*Project!$AC43)","v":0},{"$f":"IF(Summary!$J$380=1,(+Project!N43-Project!M43)*$D71,$D71/$D$87*Project!$AC43)","v":0},{"$f":"IF(Summary!$J$380=1,(+Project!O43-Project!N43)*$D71,$D71/$D$87*Project!$AC43)","v":0},{"$f":"IF(Summary!$J$380=1,(+Project!P43-Project!O43)*$D71,$D71/$D$87*Project!$AC43)","v":0},{"$f":"IF(Summary!$J$380=1,(+Project!Q43-Project!P43)*$D71,$D71/$D$87*Project!$AC43)","v":0},{"$f":"IF(Summary!$J$380=1,(+Project!R43-Project!Q43)*$D71,$D71/$D$87*Project!$AC43)","v":0},{"$f":"IF(Summary!$J$380=1,(+Project!S43-Project!R43)*$D71,$D71/$D$87*Project!$AC43)","v":0},{"$f":"IF(Summary!$J$380=1,(+Project!T43-Project!S43)*$D71,$D71/$D$87*Project!$AC43)","v":0},{"$f":"IF(Summary!$J$380=1,(+Project!U43-Project!T43)*$D71,$D71/$D$87*Project!$AC43)","v":0},{"$f":"IF(Summary!$J$380=1,(+Project!V43-Project!U43)*$D71,$D71/$D$87*Project!$AC43)","v":0},{"$f":"IF(Summary!$J$380=1,(+Project!W43-Project!V43)*$D71,$D71/$D$87*Project!$AC43)","v":0},{"$f":"IF(Summary!$J$380=1,(+Project!X43-Project!W43)*$D71,$D71/$D$87*Project!$AC43)","v":0},{"$f":"IF(Summary!$J$380=1,(+Project!Y43-Project!X43)*$D71,$D71/$D$87*Project!$AC43)","v":0},{"$f":"IF(Summary!$J$380=1,(+Project!Z43-Project!Y43)*$D71,$D71/$D$87*Project!$AC43)","v":0},{"$f":"IF(Summary!$J$380=1,(+Project!AA43-Project!Z43)*$D71,$D71/$D$87*Project!$AC43)","v":0},{"$f":"IF(Summary!$J$380=1,(+Project!AB43-Project!AA43)*$D71,$D71/$D$87*Project!$AC43)","v":0},{"$f":"IF(Summary!$J$380=1,(+Project!AC43-Project!AB43)*$D71,$D71/$D$87*Project!$AC43)","v":0}]
[72,{"$f":"+B7","v":2},{"$f":"+C7","v":"[Settlement B] 2"},{"$f":"Consumers!BA10/1000","v":0},0,0,{"$f":"\"k\"&Summary!$G$3","v":"k£"},null,{"$f":"IF(Summary!$J$380=1,(+Project!I44-Project!H44)*$D72,$D72/$D$87*Project!$AC44)","v":0},{"$f":"IF(Summary!$J$380=1,(+Project!J44-Project!I44)*$D72,$D72/$D$87*Project!$AC44)","v":0},{"$f":"IF(Summary!$J$380=1,(+Project!K44-Project!J44)*$D72,$D72/$D$87*Project!$AC44)","v":0},{"$f":"IF(Summary!$J$380=1,(+Project!L44-Project!K44)*$D72,$D72/$D$87*Project!$AC44)","v":0},{"$f":"IF(Summary!$J$380=1,(+Project!M44-Project!L44)*$D72,$D72/$D$87*Project!$AC44)","v":0},{"$f":"IF(Summary!$J$380=1,(+Project!N44-Project!M44)*$D72,$D72/$D$87*Project!$AC44)","v":0},{"$f":"IF(Summary!$J$380=1,(+Project!O44-Project!N44)*$D72,$D72/$D$87*Project!$AC44)","v":0},{"$f":"IF(Summary!$J$380=1,(+Project!P44-Project!O44)*$D72,$D72/$D$87*Project!$AC44)","v":0},{"$f":"IF(Summary!$J$380=1,(+Project!Q44-Project!P44)*$D72,$D72/$D$87*Project!$AC44)","v":0},{"$f":"IF(Summary!$J$380=1,(+Project!R44-Project!Q44)*$D72,$D72/$D$87*Project!$AC44)","v":0},{"$f":"IF(Summary!$J$380=1,(+Project!S44-Project!R44)*$D72,$D72/$D$87*Project!$AC44)","v":0},{"$f":"IF(Summary!$J$380=1,(+Project!T44-Project!S44)*$D72,$D72/$D$87*Project!$AC44)","v":0},{"$f":"IF(Summary!$J$380=1,(+Project!U44-Project!T44)*$D72,$D72/$D$87*Project!$AC44)","v":0},{"$f":"IF(Summary!$J$380=1,(+Project!V44-Project!U44)*$D72,$D72/$D$87*Project!$AC44)","v":0},{"$f":"IF(Summary!$J$380=1,(+Project!W44-Project!V44)*$D72,$D72/$D$87*Project!$AC44)","v":0},{"$f":"IF(Summary!$J$380=1,(+Project!X44-Project!W44)*$D72,$D72/$D$87*Project!$AC44)","v":0},{"$f":"IF(Summary!$J$380=1,(+Project!Y44-Project!X44)*$D72,$D72/$D$87*Project!$AC44)","v":0},{"$f":"IF(Summary!$J$380=1,(+Project!Z44-Project!Y44)*$D72,$D72/$D$87*Project!$AC44)","v":0},{"$f":"IF(Summary!$J$380=1,(+Project!AA44-Project!Z44)*$D72,$D72/$D$87*Project!$AC44)","v":0},{"$f":"IF(Summary!$J$380=1,(+Project!AB44-Project!AA44)*$D72,$D72/$D$87*Project!$AC44)","v":0},{"$f":"IF(Summary!$J$380=1,(+Project!AC44-Project!AB44)*$D72,$D72/$D$87*Project!$AC44)","v":0}]
[73,{"$f":"+B8","v":3},"[Settlement B] 3",{"$f":"Consumers!BA11/1000","v":0},0,0,{"$f":"\"k\"&Summary!$G$3","v":"k£"},null,{"$f":"IF(Summary!$J$380=1,(+Project!I45-Project!H45)*$D73,$D73/$D$87*Project!$AC45)","v":0},{"$f":"IF(Summary!$J$380=1,(+Project!J45-Project!I45)*$D73,$D73/$D$87*Project!$AC45)","v":0},{"$f":"IF(Summary!$J$380=1,(+Project!K45-Project!J45)*$D73,$D73/$D$87*Project!$AC45)","v":0},{"$f":"IF(Summary!$J$380=1,(+Project!L45-Project!K45)*$D73,$D73/$D$87*Project!$AC45)","v":0},{"$f":"IF(Summary!$J$380=1,(+Project!M45-Project!L45)*$D73,$D73/$D$87*Project!$AC45)","v":0},{"$f":"IF(Summary!$J$380=1,(+Project!N45-Project!M45)*$D73,$D73/$D$87*Project!$AC45)","v":0},{"$f":"IF(Summary!$J$380=1,(+Project!O45-Project!N45)*$D73,$D73/$D$87*Project!$AC45)","v":0},{"$f":"IF(Summary!$J$380=1,(+Project!P45-Project!O45)*$D73,$D73/$D$87*Project!$AC45)","v":0},{"$f":"IF(Summary!$J$380=1,(+Project!Q45-Project!P45)*$D73,$D73/$D$87*Project!$AC45)","v":0},{"$f":"IF(Summary!$J$380=1,(+Project!R45-Project!Q45)*$D73,$D73/$D$87*Project!$AC45)","v":0},{"$f":"IF(Summary!$J$380=1,(+Project!S45-Project!R45)*$D73,$D73/$D$87*Project!$AC45)","v":0},{"$f":"IF(Summary!$J$380=1,(+Project!T45-Project!S45)*$D73,$D73/$D$87*Project!$AC45)","v":0},{"$f":"IF(Summary!$J$380=1,(+Project!U45-Project!T45)*$D73,$D73/$D$87*Project!$AC45)","v":0},{"$f":"IF(Summary!$J$380=1,(+Project!V45-Project!U45)*$D73,$D73/$D$87*Project!$AC45)","v":0},{"$f":"IF(Summary!$J$380=1,(+Project!W45-Project!V45)*$D73,$D73/$D$87*Project!$AC45)","v":0},{"$f":"IF(Summary!$J$380=1,(+Project!X45-Project!W45)*$D73,$D73/$D$87*Project!$AC45)","v":0},{"$f":"IF(Summary!$J$380=1,(+Project!Y45-Project!X45)*$D73,$D73/$D$87*Project!$AC45)","v":0},{"$f":"IF(Summary!$J$380=1,(+Project!Z45-Project!Y45)*$D73,$D73/$D$87*Project!$AC45)","v":0},{"$f":"IF(Summary!$J$380=1,(+Project!AA45-Project!Z45)*$D73,$D73/$D$87*Project!$AC45)","v":0},{"$f":"IF(Summary!$J$380=1,(+Project!AB45-Project!AA45)*$D73,$D73/$D$87*Project!$AC45)","v":0},{"$f":"IF(Summary!$J$380=1,(+Project!AC45-Project!AB45)*$D73,$D73/$D$87*Project!$AC45)","v":0}]
[74,{"$f":"+B9","v":4},"[Settlement B] 4",{"$f":"Consumers!BA12/1000","v":0},0,0,{"$f":"\"k\"&Summary!$G$3","v":"k£"},null,{"$f":"IF(Summary!$J$380=1,(+Project!I46-Project!H46)*$D74,$D74/$D$87*Project!$AC46)","v":0},{"$f":"IF(Summary!$J$380=1,(+Project!J46-Project!I46)*$D74,$D74/$D$87*Project!$AC46)","v":0},{"$f":"IF(Summary!$J$380=1,(+Project!K46-Project!J46)*$D74,$D74/$D$87*Project!$AC46)","v":0},{"$f":"IF(Summary!$J$380=1,(+Project!L46-Project!K46)*$D74,$D74/$D$87*Project!$AC46)","v":0},{"$f":"IF(Summary!$J$380=1,(+Project!M46-Project!L46)*$D74,$D74/$D$87*Project!$AC46)","v":0},{"$f":"IF(Summary!$J$380=1,(+Project!N46-Project!M46)*$D74,$D74/$D$87*Project!$AC46)","v":0},{"$f":"IF(Summary!$J$380=1,(+Project!O46-Project!N46)*$D74,$D74/$D$87*Project!$AC46)","v":0},{"$f":"IF(Summary!$J$380=1,(+Project!P46-Project!O46)*$D74,$D74/$D$87*Project!$AC46)","v":0},{"$f":"IF(Summary!$J$380=1,(+Project!Q46-Project!P46)*$D74,$D74/$D$87*Project!$AC46)","v":0},{"$f":"IF(Summary!$J$380=1,(+Project!R46-Project!Q46)*$D74,$D74/$D$87*Project!$AC46)","v":0},{"$f":"IF(Summary!$J$380=1,(+Project!S46-Project!R46)*$D74,$D74/$D$87*Project!$AC46)","v":0},{"$f":"IF(Summary!$J$380=1,(+Project!T46-Project!S46)*$D74,$D74/$D$87*Project!$AC46)","v":0},{"$f":"IF(Summary!$J$380=1,(+Project!U46-Project!T46)*$D74,$D74/$D$87*Project!$AC46)","v":0},{"$f":"IF(Summary!$J$380=1,(+Project!V46-Project!U46)*$D74,$D74/$D$87*Project!$AC46)","v":0},{"$f":"IF(Summary!$J$380=1,(+Project!W46-Project!V46)*$D74,$D74/$D$87*Project!$AC46)","v":0},{"$f":"IF(Summary!$J$380=1,(+Project!X46-Project!W46)*$D74,$D74/$D$87*Project!$AC46)","v":0},{"$f":"IF(Summary!$J$380=1,(+Project!Y46-Project!X46)*$D74,$D74/$D$87*Project!$AC46)","v":0},{"$f":"IF(Summary!$J$380=1,(+Project!Z46-Project!Y46)*$D74,$D74/$D$87*Project!$AC46)","v":0},{"$f":"IF(Summary!$J$380=1,(+Project!AA46-Project!Z46)*$D74,$D74/$D$87*Project!$AC46)","v":0},{"$f":"IF(Summary!$J$380=1,(+Project!AB46-Project!AA46)*$D74,$D74/$D$87*Project!$AC46)","v":0},{"$f":"IF(Summary!$J$380=1,(+Project!AC46-Project!AB46)*$D74,$D74/$D$87*Project!$AC46)","v":0}]
[75,{"$f":"+B10","v":5},"[Settlement B] 5",{"$f":"Consumers!BA13/1000","v":0},0,0,{"$f":"\"k\"&Summary!$G$3","v":"k£"},null,{"$f":"IF(Summary!$J$380=1,(+Project!I47-Project!H47)*$D75,$D75/$D$87*Project!$AC47)","v":0},{"$f":"IF(Summary!$J$380=1,(+Project!J47-Project!I47)*$D75,$D75/$D$87*Project!$AC47)","v":0},{"$f":"IF(Summary!$J$380=1,(+Project!K47-Project!J47)*$D75,$D75/$D$87*Project!$AC47)","v":0},{"$f":"IF(Summary!$J$380=1,(+Project!L47-Project!K47)*$D75,$D75/$D$87*Project!$AC47)","v":0},{"$f":"IF(Summary!$J$380=1,(+Project!M47-Project!L47)*$D75,$D75/$D$87*Project!$AC47)","v":0},{"$f":"IF(Summary!$J$380=1,(+Project!N47-Project!M47)*$D75,$D75/$D$87*Project!$AC47)","v":0},{"$f":"IF(Summary!$J$380=1,(+Project!O47-Project!N47)*$D75,$D75/$D$87*Project!$AC47)","v":0},{"$f":"IF(Summary!$J$380=1,(+Project!P47-Project!O47)*$D75,$D75/$D$87*Project!$AC47)","v":0},{"$f":"IF(Summary!$J$380=1,(+Project!Q47-Project!P47)*$D75,$D75/$D$87*Project!$AC47)","v":0},{"$f":"IF(Summary!$J$380=1,(+Project!R47-Project!Q47)*$D75,$D75/$D$87*Project!$AC47)","v":0},{"$f":"IF(Summary!$J$380=1,(+Project!S47-Project!R47)*$D75,$D75/$D$87*Project!$AC47)","v":0},{"$f":"IF(Summary!$J$380=1,(+Project!T47-Project!S47)*$D75,$D75/$D$87*Project!$AC47)","v":0},{"$f":"IF(Summary!$J$380=1,(+Project!U47-Project!T47)*$D75,$D75/$D$87*Project!$AC47)","v":0},{"$f":"IF(Summary!$J$380=1,(+Project!V47-Project!U47)*$D75,$D75/$D$87*Project!$AC47)","v":0},{"$f":"IF(Summary!$J$380=1,(+Project!W47-Project!V47)*$D75,$D75/$D$87*Project!$AC47)","v":0},{"$f":"IF(Summary!$J$380=1,(+Project!X47-Project!W47)*$D75,$D75/$D$87*Project!$AC47)","v":0},{"$f":"IF(Summary!$J$380=1,(+Project!Y47-Project!X47)*$D75,$D75/$D$87*Project!$AC47)","v":0},{"$f":"IF(Summary!$J$380=1,(+Project!Z47-Project!Y47)*$D75,$D75/$D$87*Project!$AC47)","v":0},{"$f":"IF(Summary!$J$380=1,(+Project!AA47-Project!Z47)*$D75,$D75/$D$87*Project!$AC47)","v":0},{"$f":"IF(Summary!$J$380=1,(+Project!AB47-Project!AA47)*$D75,$D75/$D$87*Project!$AC47)","v":0},{"$f":"IF(Summary!$J$380=1,(+Project!AC47-Project!AB47)*$D75,$D75/$D$87*Project!$AC47)","v":0}]
[76,{"$f":"+B11","v":6},"[Settlement B] 6",{"$f":"Consumers!BA14/1000","v":0},0,0,{"$f":"\"k\"&Summary!$G$3","v":"k£"},null,{"$f":"IF(Summary!$J$380=1,(+Project!I48-Project!H48)*$D76,$D76/$D$87*Project!$AC48)","v":0},{"$f":"IF(Summary!$J$380=1,(+Project!J48-Project!I48)*$D76,$D76/$D$87*Project!$AC48)","v":0},{"$f":"IF(Summary!$J$380=1,(+Project!K48-Project!J48)*$D76,$D76/$D$87*Project!$AC48)","v":0},{"$f":"IF(Summary!$J$380=1,(+Project!L48-Project!K48)*$D76,$D76/$D$87*Project!$AC48)","v":0},{"$f":"IF(Summary!$J$380=1,(+Project!M48-Project!L48)*$D76,$D76/$D$87*Project!$AC48)","v":0},{"$f":"IF(Summary!$J$380=1,(+Project!N48-Project!M48)*$D76,$D76/$D$87*Project!$AC48)","v":0},{"$f":"IF(Summary!$J$380=1,(+Project!O48-Project!N48)*$D76,$D76/$D$87*Project!$AC48)","v":0},{"$f":"IF(Summary!$J$380=1,(+Project!P48-Project!O48)*$D76,$D76/$D$87*Project!$AC48)","v":0},{"$f":"IF(Summary!$J$380=1,(+Project!Q48-Project!P48)*$D76,$D76/$D$87*Project!$AC48)","v":0},{"$f":"IF(Summary!$J$380=1,(+Project!R48-Project!Q48)*$D76,$D76/$D$87*Project!$AC48)","v":0},{"$f":"IF(Summary!$J$380=1,(+Project!S48-Project!R48)*$D76,$D76/$D$87*Project!$AC48)","v":0},{"$f":"IF(Summary!$J$380=1,(+Project!T48-Project!S48)*$D76,$D76/$D$87*Project!$AC48)","v":0},{"$f":"IF(Summary!$J$380=1,(+Project!U48-Project!T48)*$D76,$D76/$D$87*Project!$AC48)","v":0},{"$f":"IF(Summary!$J$380=1,(+Project!V48-Project!U48)*$D76,$D76/$D$87*Project!$AC48)","v":0},{"$f":"IF(Summary!$J$380=1,(+Project!W48-Project!V48)*$D76,$D76/$D$87*Project!$AC48)","v":0},{"$f":"IF(Summary!$J$380=1,(+Project!X48-Project!W48)*$D76,$D76/$D$87*Project!$AC48)","v":0},{"$f":"IF(Summary!$J$380=1,(+Project!Y48-Project!X48)*$D76,$D76/$D$87*Project!$AC48)","v":0},{"$f":"IF(Summary!$J$380=1,(+Project!Z48-Project!Y48)*$D76,$D76/$D$87*Project!$AC48)","v":0},{"$f":"IF(Summary!$J$380=1,(+Project!AA48-Project!Z48)*$D76,$D76/$D$87*Project!$AC48)","v":0},{"$f":"IF(Summary!$J$380=1,(+Project!AB48-Project!AA48)*$D76,$D76/$D$87*Project!$AC48)","v":0},{"$f":"IF(Summary!$J$380=1,(+Project!AC48-Project!AB48)*$D76,$D76/$D$87*Project!$AC48)","v":0}]
[77,{"$f":"+B12","v":7},"[Settlement B] 7",{"$f":"Consumers!BA15/1000","v":0},0,0,{"$f":"\"k\"&Summary!$G$3","v":"k£"},null,{"$f":"IF(Summary!$J$380=1,(+Project!I49-Project!H49)*$D77,$D77/$D$87*Project!$AC49)","v":0},{"$f":"IF(Summary!$J$380=1,(+Project!J49-Project!I49)*$D77,$D77/$D$87*Project!$AC49)","v":0},{"$f":"IF(Summary!$J$380=1,(+Project!K49-Project!J49)*$D77,$D77/$D$87*Project!$AC49)","v":0},{"$f":"IF(Summary!$J$380=1,(+Project!L49-Project!K49)*$D77,$D77/$D$87*Project!$AC49)","v":0},{"$f":"IF(Summary!$J$380=1,(+Project!M49-Project!L49)*$D77,$D77/$D$87*Project!$AC49)","v":0},{"$f":"IF(Summary!$J$380=1,(+Project!N49-Project!M49)*$D77,$D77/$D$87*Project!$AC49)","v":0},{"$f":"IF(Summary!$J$380=1,(+Project!O49-Project!N49)*$D77,$D77/$D$87*Project!$AC49)","v":0},{"$f":"IF(Summary!$J$380=1,(+Project!P49-Project!O49)*$D77,$D77/$D$87*Project!$AC49)","v":0},{"$f":"IF(Summary!$J$380=1,(+Project!Q49-Project!P49)*$D77,$D77/$D$87*Project!$AC49)","v":0},{"$f":"IF(Summary!$J$380=1,(+Project!R49-Project!Q49)*$D77,$D77/$D$87*Project!$AC49)","v":0},{"$f":"IF(Summary!$J$380=1,(+Project!S49-Project!R49)*$D77,$D77/$D$87*Project!$AC49)","v":0},{"$f":"IF(Summary!$J$380=1,(+Project!T49-Project!S49)*$D77,$D77/$D$87*Project!$AC49)","v":0},{"$f":"IF(Summary!$J$380=1,(+Project!U49-Project!T49)*$D77,$D77/$D$87*Project!$AC49)","v":0},{"$f":"IF(Summary!$J$380=1,(+Project!V49-Project!U49)*$D77,$D77/$D$87*Project!$AC49)","v":0},{"$f":"IF(Summary!$J$380=1,(+Project!W49-Project!V49)*$D77,$D77/$D$87*Project!$AC49)","v":0},{"$f":"IF(Summary!$J$380=1,(+Project!X49-Project!W49)*$D77,$D77/$D$87*Project!$AC49)","v":0},{"$f":"IF(Summary!$J$380=1,(+Project!Y49-Project!X49)*$D77,$D77/$D$87*Project!$AC49)","v":0},{"$f":"IF(Summary!$J$380=1,(+Project!Z49-Project!Y49)*$D77,$D77/$D$87*Project!$AC49)","v":0},{"$f":"IF(Summary!$J$380=1,(+Project!AA49-Project!Z49)*$D77,$D77/$D$87*Project!$AC49)","v":0},{"$f":"IF(Summary!$J$380=1,(+Project!AB49-Project!AA49)*$D77,$D77/$D$87*Project!$AC49)","v":0},{"$f":"IF(Summary!$J$380=1,(+Project!AC49-Project!AB49)*$D77,$D77/$D$87*Project!$AC49)","v":0}]
[78,{"$f":"+B13","v":8},"[Settlement B] 8",{"$f":"Consumers!BA16/1000","v":0},0,0,{"$f":"\"k\"&Summary!$G$3","v":"k£"},null,{"$f":"IF(Summary!$J$380=1,(+Project!I50-Project!H50)*$D78,$D78/$D$87*Project!$AC50)","v":0},{"$f":"IF(Summary!$J$380=1,(+Project!J50-Project!I50)*$D78,$D78/$D$87*Project!$AC50)","v":0},{"$f":"IF(Summary!$J$380=1,(+Project!K50-Project!J50)*$D78,$D78/$D$87*Project!$AC50)","v":0},{"$f":"IF(Summary!$J$380=1,(+Project!L50-Project!K50)*$D78,$D78/$D$87*Project!$AC50)","v":0},{"$f":"IF(Summary!$J$380=1,(+Project!M50-Project!L50)*$D78,$D78/$D$87*Project!$AC50)","v":0},{"$f":"IF(Summary!$J$380=1,(+Project!N50-Project!M50)*$D78,$D78/$D$87*Project!$AC50)","v":0},{"$f":"IF(Summary!$J$380=1,(+Project!O50-Project!N50)*$D78,$D78/$D$87*Project!$AC50)","v":0},{"$f":"IF(Summary!$J$380=1,(+Project!P50-Project!O50)*$D78,$D78/$D$87*Project!$AC50)","v":0},{"$f":"IF(Summary!$J$380=1,(+Project!Q50-Project!P50)*$D78,$D78/$D$87*Project!$AC50)","v":0},{"$f":"IF(Summary!$J$380=1,(+Project!R50-Project!Q50)*$D78,$D78/$D$87*Project!$AC50)","v":0},{"$f":"IF(Summary!$J$380=1,(+Project!S50-Project!R50)*$D78,$D78/$D$87*Project!$AC50)","v":0},{"$f":"IF(Summary!$J$380=1,(+Project!T50-Project!S50)*$D78,$D78/$D$87*Project!$AC50)","v":0},{"$f":"IF(Summary!$J$380=1,(+Project!U50-Project!T50)*$D78,$D78/$D$87*Project!$AC50)","v":0},{"$f":"IF(Summary!$J$380=1,(+Project!V50-Project!U50)*$D78,$D78/$D$87*Project!$AC50)","v":0},{"$f":"IF(Summary!$J$380=1,(+Project!W50-Project!V50)*$D78,$D78/$D$87*Project!$AC50)","v":0},{"$f":"IF(Summary!$J$380=1,(+Project!X50-Project!W50)*$D78,$D78/$D$87*Project!$AC50)","v":0},{"$f":"IF(Summary!$J$380=1,(+Project!Y50-Project!X50)*$D78,$D78/$D$87*Project!$AC50)","v":0},{"$f":"IF(Summary!$J$380=1,(+Project!Z50-Project!Y50)*$D78,$D78/$D$87*Project!$AC50)","v":0},{"$f":"IF(Summary!$J$380=1,(+Project!AA50-Project!Z50)*$D78,$D78/$D$87*Project!$AC50)","v":0},{"$f":"IF(Summary!$J$380=1,(+Project!AB50-Project!AA50)*$D78,$D78/$D$87*Project!$AC50)","v":0},{"$f":"IF(Summary!$J$380=1,(+Project!AC50-Project!AB50)*$D78,$D78/$D$87*Project!$AC50)","v":0}]
[79,{"$f":"+B14","v":9},"[Settlement A] Master",{"$f":"Consumers!BA17/1000","v":0},0,0,{"$f":"\"k\"&Summary!$G$3","v":"k£"},null,{"$f":"IF(Summary!$J$380=1,(+Project!I51-Project!H51)*$D79,$D79/$D$87*Project!$AC51)","v":0},{"$f":"IF(Summary!$J$380=1,(+Project!J51-Project!I51)*$D79,$D79/$D$87*Project!$AC51)","v":0},{"$f":"IF(Summary!$J$380=1,(+Project!K51-Project!J51)*$D79,$D79/$D$87*Project!$AC51)","v":0},{"$f":"IF(Summary!$J$380=1,(+Project!L51-Project!K51)*$D79,$D79/$D$87*Project!$AC51)","v":0},{"$f":"IF(Summary!$J$380=1,(+Project!M51-Project!L51)*$D79,$D79/$D$87*Project!$AC51)","v":0},{"$f":"IF(Summary!$J$380=1,(+Project!N51-Project!M51)*$D79,$D79/$D$87*Project!$AC51)","v":0},{"$f":"IF(Summary!$J$380=1,(+Project!O51-Project!N51)*$D79,$D79/$D$87*Project!$AC51)","v":0},{"$f":"IF(Summary!$J$380=1,(+Project!P51-Project!O51)*$D79,$D79/$D$87*Project!$AC51)","v":0},{"$f":"IF(Summary!$J$380=1,(+Project!Q51-Project!P51)*$D79,$D79/$D$87*Project!$AC51)","v":0},{"$f":"IF(Summary!$J$380=1,(+Project!R51-Project!Q51)*$D79,$D79/$D$87*Project!$AC51)","v":0},{"$f":"IF(Summary!$J$380=1,(+Project!S51-Project!R51)*$D79,$D79/$D$87*Project!$AC51)","v":0},{"$f":"IF(Summary!$J$380=1,(+Project!T51-Project!S51)*$D79,$D79/$D$87*Project!$AC51)","v":0},{"$f":"IF(Summary!$J$380=1,(+Project!U51-Project!T51)*$D79,$D79/$D$87*Project!$AC51)","v":0},{"$f":"IF(Summary!$J$380=1,(+Project!V51-Project!U51)*$D79,$D79/$D$87*Project!$AC51)","v":0},{"$f":"IF(Summary!$J$380=1,(+Project!W51-Project!V51)*$D79,$D79/$D$87*Project!$AC51)","v":0},{"$f":"IF(Summary!$J$380=1,(+Project!X51-Project!W51)*$D79,$D79/$D$87*Project!$AC51)","v":0},{"$f":"IF(Summary!$J$380=1,(+Project!Y51-Project!X51)*$D79,$D79/$D$87*Project!$AC51)","v":0},{"$f":"IF(Summary!$J$380=1,(+Project!Z51-Project!Y51)*$D79,$D79/$D$87*Project!$AC51)","v":0},{"$f":"IF(Summary!$J$380=1,(+Project!AA51-Project!Z51)*$D79,$D79/$D$87*Project!$AC51)","v":0},{"$f":"IF(Summary!$J$380=1,(+Project!AB51-Project!AA51)*$D79,$D79/$D$87*Project!$AC51)","v":0},{"$f":"IF(Summary!$J$380=1,(+Project!AC51-Project!AB51)*$D79,$D79/$D$87*Project!$AC51)","v":0}]
[80,{"$f":"+B15","v":10},"[Settlement A] 2",{"$f":"Consumers!BA18/1000","v":0},0,0,{"$f":"\"k\"&Summary!$G$3","v":"k£"},null,{"$f":"IF(Summary!$J$380=1,(+Project!I52-Project!H52)*$D80,$D80/$D$87*Project!$AC52)","v":0},{"$f":"IF(Summary!$J$380=1,(+Project!J52-Project!I52)*$D80,$D80/$D$87*Project!$AC52)","v":0},{"$f":"IF(Summary!$J$380=1,(+Project!K52-Project!J52)*$D80,$D80/$D$87*Project!$AC52)","v":0},{"$f":"IF(Summary!$J$380=1,(+Project!L52-Project!K52)*$D80,$D80/$D$87*Project!$AC52)","v":0},{"$f":"IF(Summary!$J$380=1,(+Project!M52-Project!L52)*$D80,$D80/$D$87*Project!$AC52)","v":0},{"$f":"IF(Summary!$J$380=1,(+Project!N52-Project!M52)*$D80,$D80/$D$87*Project!$AC52)","v":0},{"$f":"IF(Summary!$J$380=1,(+Project!O52-Project!N52)*$D80,$D80/$D$87*Project!$AC52)","v":0},{"$f":"IF(Summary!$J$380=1,(+Project!P52-Project!O52)*$D80,$D80/$D$87*Project!$AC52)","v":0},{"$f":"IF(Summary!$J$380=1,(+Project!Q52-Project!P52)*$D80,$D80/$D$87*Project!$AC52)","v":0},{"$f":"IF(Summary!$J$380=1,(+Project!R52-Project!Q52)*$D80,$D80/$D$87*Project!$AC52)","v":0},{"$f":"IF(Summary!$J$380=1,(+Project!S52-Project!R52)*$D80,$D80/$D$87*Project!$AC52)","v":0},{"$f":"IF(Summary!$J$380=1,(+Project!T52-Project!S52)*$D80,$D80/$D$87*Project!$AC52)","v":0},{"$f":"IF(Summary!$J$380=1,(+Project!U52-Project!T52)*$D80,$D80/$D$87*Project!$AC52)","v":0},{"$f":"IF(Summary!$J$380=1,(+Project!V52-Project!U52)*$D80,$D80/$D$87*Project!$AC52)","v":0},{"$f":"IF(Summary!$J$380=1,(+Project!W52-Project!V52)*$D80,$D80/$D$87*Project!$AC52)","v":0},{"$f":"IF(Summary!$J$380=1,(+Project!X52-Project!W52)*$D80,$D80/$D$87*Project!$AC52)","v":0},{"$f":"IF(Summary!$J$380=1,(+Project!Y52-Project!X52)*$D80,$D80/$D$87*Project!$AC52)","v":0},{"$f":"IF(Summary!$J$380=1,(+Project!Z52-Project!Y52)*$D80,$D80/$D$87*Project!$AC52)","v":0},{"$f":"IF(Summary!$J$380=1,(+Project!AA52-Project!Z52)*$D80,$D80/$D$87*Project!$AC52)","v":0},{"$f":"IF(Summary!$J$380=1,(+Project!AB52-Project!AA52)*$D80,$D80/$D$87*Project!$AC52)","v":0},{"$f":"IF(Summary!$J$380=1,(+Project!AC52-Project!AB52)*$D80,$D80/$D$87*Project!$AC52)","v":0}]
[81,{"$f":"+B16","v":11},"[Settlement A] 3",{"$f":"Consumers!BA19/1000","v":0},0,0,{"$f":"\"k\"&Summary!$G$3","v":"k£"},null,{"$f":"IF(Summary!$J$380=1,(+Project!I53-Project!H53)*$D81,$D81/$D$87*Project!$AC53)","v":0},{"$f":"IF(Summary!$J$380=1,(+Project!J53-Project!I53)*$D81,$D81/$D$87*Project!$AC53)","v":0},{"$f":"IF(Summary!$J$380=1,(+Project!K53-Project!J53)*$D81,$D81/$D$87*Project!$AC53)","v":0},{"$f":"IF(Summary!$J$380=1,(+Project!L53-Project!K53)*$D81,$D81/$D$87*Project!$AC53)","v":0},{"$f":"IF(Summary!$J$380=1,(+Project!M53-Project!L53)*$D81,$D81/$D$87*Project!$AC53)","v":0},{"$f":"IF(Summary!$J$380=1,(+Project!N53-Project!M53)*$D81,$D81/$D$87*Project!$AC53)","v":0},{"$f":"IF(Summary!$J$380=1,(+Project!O53-Project!N53)*$D81,$D81/$D$87*Project!$AC53)","v":0},{"$f":"IF(Summary!$J$380=1,(+Project!P53-Project!O53)*$D81,$D81/$D$87*Project!$AC53)","v":0},{"$f":"IF(Summary!$J$380=1,(+Project!Q53-Project!P53)*$D81,$D81/$D$87*Project!$AC53)","v":0},{"$f":"IF(Summary!$J$380=1,(+Project!R53-Project!Q53)*$D81,$D81/$D$87*Project!$AC53)","v":0},{"$f":"IF(Summary!$J$380=1,(+Project!S53-Project!R53)*$D81,$D81/$D$87*Project!$AC53)","v":0},{"$f":"IF(Summary!$J$380=1,(+Project!T53-Project!S53)*$D81,$D81/$D$87*Project!$AC53)","v":0},{"$f":"IF(Summary!$J$380=1,(+Project!U53-Project!T53)*$D81,$D81/$D$87*Project!$AC53)","v":0},{"$f":"IF(Summary!$J$380=1,(+Project!V53-Project!U53)*$D81,$D81/$D$87*Project!$AC53)","v":0},{"$f":"IF(Summary!$J$380=1,(+Project!W53-Project!V53)*$D81,$D81/$D$87*Project!$AC53)","v":0},{"$f":"IF(Summary!$J$380=1,(+Project!X53-Project!W53)*$D81,$D81/$D$87*Project!$AC53)","v":0},{"$f":"IF(Summary!$J$380=1,(+Project!Y53-Project!X53)*$D81,$D81/$D$87*Project!$AC53)","v":0},{"$f":"IF(Summary!$J$380=1,(+Project!Z53-Project!Y53)*$D81,$D81/$D$87*Project!$AC53)","v":0},{"$f":"IF(Summary!$J$380=1,(+Project!AA53-Project!Z53)*$D81,$D81/$D$87*Project!$AC53)","v":0},{"$f":"IF(Summary!$J$380=1,(+Project!AB53-Project!AA53)*$D81,$D81/$D$87*Project!$AC53)","v":0},{"$f":"IF(Summary!$J$380=1,(+Project!AC53-Project!AB53)*$D81,$D81/$D$87*Project!$AC53)","v":0}]
[82,{"$f":"+B17","v":12},"[Settlement A] 4",{"$f":"Consumers!BA20/1000","v":0},0,0,{"$f":"\"k\"&Summary!$G$3","v":"k£"},null,{"$f":"IF(Summary!$J$380=1,(+Project!I54-Project!H54)*$D82,$D82/$D$87*Project!$AC54)","v":0},{"$f":"IF(Summary!$J$380=1,(+Project!J54-Project!I54)*$D82,$D82/$D$87*Project!$AC54)","v":0},{"$f":"IF(Summary!$J$380=1,(+Project!K54-Project!J54)*$D82,$D82/$D$87*Project!$AC54)","v":0},{"$f":"IF(Summary!$J$380=1,(+Project!L54-Project!K54)*$D82,$D82/$D$87*Project!$AC54)","v":0},{"$f":"IF(Summary!$J$380=1,(+Project!M54-Project!L54)*$D82,$D82/$D$87*Project!$AC54)","v":0},{"$f":"IF(Summary!$J$380=1,(+Project!N54-Project!M54)*$D82,$D82/$D$87*Project!$AC54)","v":0},{"$f":"IF(Summary!$J$380=1,(+Project!O54-Project!N54)*$D82,$D82/$D$87*Project!$AC54)","v":0},{"$f":"IF(Summary!$J$380=1,(+Project!P54-Project!O54)*$D82,$D82/$D$87*Project!$AC54)","v":0},{"$f":"IF(Summary!$J$380=1,(+Project!Q54-Project!P54)*$D82,$D82/$D$87*Project!$AC54)","v":0},{"$f":"IF(Summary!$J$380=1,(+Project!R54-Project!Q54)*$D82,$D82/$D$87*Project!$AC54)","v":0},{"$f":"IF(Summary!$J$380=1,(+Project!S54-Project!R54)*$D82,$D82/$D$87*Project!$AC54)","v":0},{"$f":"IF(Summary!$J$380=1,(+Project!T54-Project!S54)*$D82,$D82/$D$87*Project!$AC54)","v":0},{"$f":"IF(Summary!$J$380=1,(+Project!U54-Project!T54)*$D82,$D82/$D$87*Project!$AC54)","v":0},{"$f":"IF(Summary!$J$380=1,(+Project!V54-Project!U54)*$D82,$D82/$D$87*Project!$AC54)","v":0},{"$f":"IF(Summary!$J$380=1,(+Project!W54-Project!V54)*$D82,$D82/$D$87*Project!$AC54)","v":0},{"$f":"IF(Summary!$J$380=1,(+Project!X54-Project!W54)*$D82,$D82/$D$87*Project!$AC54)","v":0},{"$f":"IF(Summary!$J$380=1,(+Project!Y54-Project!X54)*$D82,$D82/$D$87*Project!$AC54)","v":0},{"$f":"IF(Summary!$J$380=1,(+Project!Z54-Project!Y54)*$D82,$D82/$D$87*Project!$AC54)","v":0},{"$f":"IF(Summary!$J$380=1,(+Project!AA54-Project!Z54)*$D82,$D82/$D$87*Project!$AC54)","v":0},{"$f":"IF(Summary!$J$380=1,(+Project!AB54-Project!AA54)*$D82,$D82/$D$87*Project!$AC54)","v":0},{"$f":"IF(Summary!$J$380=1,(+Project!AC54-Project!AB54)*$D82,$D82/$D$87*Project!$AC54)","v":0}]
[83,{"$f":"+B18","v":13},"[Settlement A] 5",{"$f":"Consumers!BA21/1000","v":0},0,0,{"$f":"\"k\"&Summary!$G$3","v":"k£"},null,{"$f":"IF(Summary!$J$380=1,(+Project!I55-Project!H55)*$D83,$D83/$D$87*Project!$AC55)","v":0},{"$f":"IF(Summary!$J$380=1,(+Project!J55-Project!I55)*$D83,$D83/$D$87*Project!$AC55)","v":0},{"$f":"IF(Summary!$J$380=1,(+Project!K55-Project!J55)*$D83,$D83/$D$87*Project!$AC55)","v":0},{"$f":"IF(Summary!$J$380=1,(+Project!L55-Project!K55)*$D83,$D83/$D$87*Project!$AC55)","v":0},{"$f":"IF(Summary!$J$380=1,(+Project!M55-Project!L55)*$D83,$D83/$D$87*Project!$AC55)","v":0},{"$f":"IF(Summary!$J$380=1,(+Project!N55-Project!M55)*$D83,$D83/$D$87*Project!$AC55)","v":0},{"$f":"IF(Summary!$J$380=1,(+Project!O55-Project!N55)*$D83,$D83/$D$87*Project!$AC55)","v":0},{"$f":"IF(Summary!$J$380=1,(+Project!P55-Project!O55)*$D83,$D83/$D$87*Project!$AC55)","v":0},{"$f":"IF(Summary!$J$380=1,(+Project!Q55-Project!P55)*$D83,$D83/$D$87*Project!$AC55)","v":0},{"$f":"IF(Summary!$J$380=1,(+Project!R55-Project!Q55)*$D83,$D83/$D$87*Project!$AC55)","v":0},{"$f":"IF(Summary!$J$380=1,(+Project!S55-Project!R55)*$D83,$D83/$D$87*Project!$AC55)","v":0},{"$f":"IF(Summary!$J$380=1,(+Project!T55-Project!S55)*$D83,$D83/$D$87*Project!$AC55)","v":0},{"$f":"IF(Summary!$J$380=1,(+Project!U55-Project!T55)*$D83,$D83/$D$87*Project!$AC55)","v":0},{"$f":"IF(Summary!$J$380=1,(+Project!V55-Project!U55)*$D83,$D83/$D$87*Project!$AC55)","v":0},{"$f":"IF(Summary!$J$380=1,(+Project!W55-Project!V55)*$D83,$D83/$D$87*Project!$AC55)","v":0},{"$f":"IF(Summary!$J$380=1,(+Project!X55-Project!W55)*$D83,$D83/$D$87*Project!$AC55)","v":0},{"$f":"IF(Summary!$J$380=1,(+Project!Y55-Project!X55)*$D83,$D83/$D$87*Project!$AC55)","v":0},{"$f":"IF(Summary!$J$380=1,(+Project!Z55-Project!Y55)*$D83,$D83/$D$87*Project!$AC55)","v":0},{"$f":"IF(Summary!$J$380=1,(+Project!AA55-Project!Z55)*$D83,$D83/$D$87*Project!$AC55)","v":0},{"$f":"IF(Summary!$J$380=1,(+Project!AB55-Project!AA55)*$D83,$D83/$D$87*Project!$AC55)","v":0},{"$f":"IF(Summary!$J$380=1,(+Project!AC55-Project!AB55)*$D83,$D83/$D$87*Project!$AC55)","v":0}]
[84,{"$f":"+B19","v":14},"[Settlement A] 6",{"$f":"Consumers!BA22/1000","v":0},0,0,{"$f":"\"k\"&Summary!$G$3","v":"k£"},null,{"$f":"IF(Summary!$J$380=1,(+Project!I56-Project!H56)*$D84,$D84/$D$87*Project!$AC56)","v":0},{"$f":"IF(Summary!$J$380=1,(+Project!J56-Project!I56)*$D84,$D84/$D$87*Project!$AC56)","v":0},{"$f":"IF(Summary!$J$380=1,(+Project!K56-Project!J56)*$D84,$D84/$D$87*Project!$AC56)","v":0},{"$f":"IF(Summary!$J$380=1,(+Project!L56-Project!K56)*$D84,$D84/$D$87*Project!$AC56)","v":0},{"$f":"IF(Summary!$J$380=1,(+Project!M56-Project!L56)*$D84,$D84/$D$87*Project!$AC56)","v":0},{"$f":"IF(Summary!$J$380=1,(+Project!N56-Project!M56)*$D84,$D84/$D$87*Project!$AC56)","v":0},{"$f":"IF(Summary!$J$380=1,(+Project!O56-Project!N56)*$D84,$D84/$D$87*Project!$AC56)","v":0},{"$f":"IF(Summary!$J$380=1,(+Project!P56-Project!O56)*$D84,$D84/$D$87*Project!$AC56)","v":0},{"$f":"IF(Summary!$J$380=1,(+Project!Q56-Project!P56)*$D84,$D84/$D$87*Project!$AC56)","v":0},{"$f":"IF(Summary!$J$380=1,(+Project!R56-Project!Q56)*$D84,$D84/$D$87*Project!$AC56)","v":0},{"$f":"IF(Summary!$J$380=1,(+Project!S56-Project!R56)*$D84,$D84/$D$87*Project!$AC56)","v":0},{"$f":"IF(Summary!$J$380=1,(+Project!T56-Project!S56)*$D84,$D84/$D$87*Project!$AC56)","v":0},{"$f":"IF(Summary!$J$380=1,(+Project!U56-Project!T56)*$D84,$D84/$D$87*Project!$AC56)","v":0},{"$f":"IF(Summary!$J$380=1,(+Project!V56-Project!U56)*$D84,$D84/$D$87*Project!$AC56)","v":0},{"$f":"IF(Summary!$J$380=1,(+Project!W56-Project!V56)*$D84,$D84/$D$87*Project!$AC56)","v":0},{"$f":"IF(Summary!$J$380=1,(+Project!X56-Project!W56)*$D84,$D84/$D$87*Project!$AC56)","v":0},{"$f":"IF(Summary!$J$380=1,(+Project!Y56-Project!X56)*$D84,$D84/$D$87*Project!$AC56)","v":0},{"$f":"IF(Summary!$J$380=1,(+Project!Z56-Project!Y56)*$D84,$D84/$D$87*Project!$AC56)","v":0},{"$f":"IF(Summary!$J$380=1,(+Project!AA56-Project!Z56)*$D84,$D84/$D$87*Project!$AC56)","v":0},{"$f":"IF(Summary!$J$380=1,(+Project!AB56-Project!AA56)*$D84,$D84/$D$87*Project!$AC56)","v":0},{"$f":"IF(Summary!$J$380=1,(+Project!AC56-Project!AB56)*$D84,$D84/$D$87*Project!$AC56)","v":0}]
[85,{"$f":"+B20","v":15},"[Settlement A] 7",{"$f":"Consumers!BA23/1000","v":{"$error":"#DIV/0!"}},{"$error":"#DIV/0!"},{"$error":"#DIV/0!"},{"$f":"\"k\"&Summary!$G$3","v":"k£"},null,{"$f":"IF(Summary!$J$380=1,(+Project!I57-Project!H57)*$D85,$D85/$D$87*Project!$AC57)","v":{"$error":"#DIV/0!"}},{"$f":"IF(Summary!$J$380=1,(+Project!J57-Project!I57)*$D85,$D85/$D$87*Project!$AC57)","v":{"$error":"#DIV/0!"}},{"$f":"IF(Summary!$J$380=1,(+Project!K57-Project!J57)*$D85,$D85/$D$87*Project!$AC57)","v":{"$error":"#DIV/0!"}},{"$f":"IF(Summary!$J$380=1,(+Project!L57-Project!K57)*$D85,$D85/$D$87*Project!$AC57)","v":{"$error":"#DIV/0!"}},{"$f":"IF(Summary!$J$380=1,(+Project!M57-Project!L57)*$D85,$D85/$D$87*Project!$AC57)","v":{"$error":"#DIV/0!"}},{"$f":"IF(Summary!$J$380=1,(+Project!N57-Project!M57)*$D85,$D85/$D$87*Project!$AC57)","v":{"$error":"#DIV/0!"}},{"$f":"IF(Summary!$J$380=1,(+Project!O57-Project!N57)*$D85,$D85/$D$87*Project!$AC57)","v":{"$error":"#DIV/0!"}},{"$f":"IF(Summary!$J$380=1,(+Project!P57-Project!O57)*$D85,$D85/$D$87*Project!$AC57)","v":{"$error":"#DIV/0!"}},{"$f":"IF(Summary!$J$380=1,(+Project!Q57-Project!P57)*$D85,$D85/$D$87*Project!$AC57)","v":{"$error":"#DIV/0!"}},{"$f":"IF(Summary!$J$380=1,(+Project!R57-Project!Q57)*$D85,$D85/$D$87*Project!$AC57)","v":{"$error":"#DIV/0!"}},{"$f":"IF(Summary!$J$380=1,(+Project!S57-Project!R57)*$D85,$D85/$D$87*Project!$AC57)","v":{"$error":"#DIV/0!"}},{"$f":"IF(Summary!$J$380=1,(+Project!T57-Project!S57)*$D85,$D85/$D$87*Project!$AC57)","v":{"$error":"#DIV/0!"}},{"$f":"IF(Summary!$J$380=1,(+Project!U57-Project!T57)*$D85,$D85/$D$87*Project!$AC57)","v":{"$error":"#DIV/0!"}},{"$f":"IF(Summary!$J$380=1,(+Project!V57-Project!U57)*$D85,$D85/$D$87*Project!$AC57)","v":{"$error":"#DIV/0!"}},{"$f":"IF(Summary!$J$380=1,(+Project!W57-Project!V57)*$D85,$D85/$D$87*Project!$AC57)","v":{"$error":"#DIV/0!"}},{"$f":"IF(Summary!$J$380=1,(+Project!X57-Project!W57)*$D85,$D85/$D$87*Project!$AC57)","v":{"$error":"#DIV/0!"}},{"$f":"IF(Summary!$J$380=1,(+Project!Y57-Project!X57)*$D85,$D85/$D$87*Project!$AC57)","v":{"$error":"#DIV/0!"}},{"$f":"IF(Summary!$J$380=1,(+Project!Z57-Project!Y57)*$D85,$D85/$D$87*Project!$AC57)","v":{"$error":"#DIV/0!"}},{"$f":"IF(Summary!$J$380=1,(+Project!AA57-Project!Z57)*$D85,$D85/$D$87*Project!$AC57)","v":{"$error":"#DIV/0!"}},{"$f":"IF(Summary!$J$380=1,(+Project!AB57-Project!AA57)*$D85,$D85/$D$87*Project!$AC57)","v":{"$error":"#DIV/0!"}},{"$f":"IF(Summary!$J$380=1,(+Project!AC57-Project!AB57)*$D85,$D85/$D$87*Project!$AC57)","v":{"$error":"#DIV/0!"}}]
[86,"Heat pumps",{"$f":"+B$69","v":"Investments"},{"$f":"SUM(D71:D85)","v":{"$error":"#DIV/0!"}},{"$f":"+SUM(J86:AC86)","v":{"$error":"#DIV/0!"}},{"$error":"#DIV/0!"},{"$f":"\"k\"&Summary!$G$3","v":"k£"},null,{"$f":"SUM(I71:I85)","v":{"$error":"#DIV/0!"}},{"$f":"SUM(J71:J85)","v":{"$error":"#DIV/0!"}},{"$f":"SUM(K71:K85)","v":{"$error":"#DIV/0!"}},{"$error":"#DIV/0!"},{"$error":"#DIV/0!"},{"$error":"#DIV/0!"},{"$error":"#DIV/0!"},{"$error":"#DIV/0!"},{"$error":"#DIV/0!"},{"$error":"#DIV/0!"},{"$error":"#DIV/0!"},{"$error":"#DIV/0!"},{"$error":"#DIV/0!"},{"$error":"#DIV/0!"},{"$error":"#DIV/0!"},{"$error":"#DIV/0!"},{"$error":"#DIV/0!"},{"$error":"#DIV/0!"},{"$error":"#DIV/0!"},{"$error":"#DIV/0!"},{"$error":"#DIV/0!"}]
[87,"Contribution to residual value",null,{"$f":"+Summary!J392","v":20},{"$f":"+SUM(I87:AC87)","v":{"$error":"#DIV/0!"}},"",{"$f":"\"k\"&Summary!$G$3","v":"k£"},null,{"$f":"-I86*(1-($AC$1-I$1)/$D87)","v":{"$error":"#DIV/0!"}},{"$error":"#DIV/0!"},{"$error":"#DIV/0!"},{"$error":"#DIV/0!"},{"$error":"#DIV/0!"},{"$error":"#DIV/0!"},{"$error":"#DIV/0!"},{"$error":"#DIV/0!"},{"$error":"#DIV/0!"},{"$error":"#DIV/0!"},{"$error":"#DIV/0!"},{"$error":"#DIV/0!"},{"$error":"#DIV/0!"},{"$error":"#DIV/0!"},{"$error":"#DIV/0!"},{"$error":"#DIV/0!"},{"$error":"#DIV/0!"},{"$error":"#DIV/0!"},{"$error":"#DIV/0!"},{"$error":"#DIV/0!"},{"$error":"#DIV/0!"}]
[88,"Residual value of individual investments",null,null,null,{"$f":"I88+NPV(+F$68,J88:AC88)","v":{"$error":"#DIV/0!"}},{"$f":"\"k\"&Summary!$G$3","v":"k£"},null,0,0,0,0,0,0,0,0,0,0,0,0,0,0,0,0,0,0,0,0,{"$f":"E87","v":{"$error":"#DIV/0!"}}]
[89,"Individual investments including residual value",null,null,null,{"$f":"I89+NPV(+F$68,J89:AC89)","v":{"$error":"#DIV/0!"}},{"$f":"\"k\"&Summary!$G$3","v":"k£"},null,{"$f":"+I86+I88","v":{"$error":"#DIV/0!"}},{"$error":"#DIV/0!"},{"$error":"#DIV/0!"},{"$error":"#DIV/0!"},{"$error":"#DIV/0!"},{"$error":"#DIV/0!"},{"$error":"#DIV/0!"},{"$error":"#DIV/0!"},{"$error":"#DIV/0!"},{"$error":"#DIV/0!"},{"$error":"#DIV/0!"},{"$error":"#DIV/0!"},{"$error":"#DIV/0!"},{"$error":"#DIV/0!"},{"$error":"#DIV/0!"},{"$error":"#DIV/0!"},{"$error":"#DIV/0!"},{"$error":"#DIV/0!"},{"$error":"#DIV/0!"},{"$error":"#DIV/0!"},{"$f":"+AC86+AC88","v":{"$error":"#DIV/0!"}}]
[90]
[91,"Individual oil boilers",null,"Maximal","Actual","NPV",null,null,{"$f":"+IF(Summary!$J$380=1,\"Reinvestments same year the consumer else would be connected to DH\",\"Reinvestment uniformly distributed during life-time\")","v":"Reinvestments same year the consumer else would be connected to DH"}]
[92,{"$f":"+B6","v":1},{"$f":"+C6","v":"[Settlement B] 1"},{"$f":"Consumers!BU9/1000","v":0},{"$f":"+SUM(J92:AB92)","v":0},{"$f":"I92+NPV(+F$68,J92:AC92)","v":0},{"$f":"\"k\"&Summary!$G$3","v":"k£"},null,{"$f":"IF(Summary!$J$380=1,(+Project!I43-Project!H43)*$D92,$D92/$D$108*Project!$AC43)","v":0},{"$f":"IF(Summary!$J$380=1,(+Project!J43-Project!I43)*$D92,$D92/$D$108*Project!$AC43)","v":0},{"$f":"IF(Summary!$J$380=1,(+Project!K43-Project!J43)*$D92,$D92/$D$108*Project!$AC43)","v":0},{"$f":"IF(Summary!$J$380=1,(+Project!L43-Project!K43)*$D92,$D92/$D$108*Project!$AC43)","v":0},{"$f":"IF(Summary!$J$380=1,(+Project!M43-Project!L43)*$D92,$D92/$D$108*Project!$AC43)","v":0},{"$f":"IF(Summary!$J$380=1,(+Project!N43-Project!M43)*$D92,$D92/$D$108*Project!$AC43)","v":0},{"$f":"IF(Summary!$J$380=1,(+Project!O43-Project!N43)*$D92,$D92/$D$108*Project!$AC43)","v":0},{"$f":"IF(Summary!$J$380=1,(+Project!P43-Project!O43)*$D92,$D92/$D$108*Project!$AC43)","v":0},{"$f":"IF(Summary!$J$380=1,(+Project!Q43-Project!P43)*$D92,$D92/$D$108*Project!$AC43)","v":0},{"$f":"IF(Summary!$J$380=1,(+Project!R43-Project!Q43)*$D92,$D92/$D$108*Project!$AC43)","v":0},{"$f":"IF(Summary!$J$380=1,(+Project!S43-Project!R43)*$D92,$D92/$D$108*Project!$AC43)","v":0},{"$f":"IF(Summary!$J$380=1,(+Project!T43-Project!S43)*$D92,$D92/$D$108*Project!$AC43)","v":0},{"$f":"IF(Summary!$J$380=1,(+Project!U43-Project!T43)*$D92,$D92/$D$108*Project!$AC43)","v":0},{"$f":"IF(Summary!$J$380=1,(+Project!V43-Project!U43)*$D92,$D92/$D$108*Project!$AC43)","v":0},{"$f":"IF(Summary!$J$380=1,(+Project!W43-Project!V43)*$D92,$D92/$D$108*Project!$AC43)","v":0},{"$f":"IF(Summary!$J$380=1,(+Project!X43-Project!W43)*$D92,$D92/$D$108*Project!$AC43)","v":0},{"$f":"IF(Summary!$J$380=1,(+Project!Y43-Project!X43)*$D92,$D92/$D$108*Project!$AC43)","v":0},{"$f":"IF(Summary!$J$380=1,(+Project!Z43-Project!Y43)*$D92,$D92/$D$108*Project!$AC43)","v":0},{"$f":"IF(Summary!$J$380=1,(+Project!AA43-Project!Z43)*$D92,$D92/$D$108*Project!$AC43)","v":0},{"$f":"IF(Summary!$J$380=1,(+Project!AB43-Project!AA43)*$D92,$D92/$D$108*Project!$AC43)","v":0},{"$f":"IF(Summary!$J$380=1,(+Project!AC43-Project!AB43)*$D92,$D92/$D$108*Project!$AC43)","v":0}]
[93,{"$f":"+B7","v":2},{"$f":"+C7","v":"[Settlement B] 2"},{"$f":"Consumers!BU10/1000","v":0},0,0,{"$f":"\"k\"&Summary!$G$3","v":"k£"},null,{"$f":"IF(Summary!$J$380=1,(+Project!I44-Project!H44)*$D93,$D93/$D$108*Project!$AC44)","v":0},{"$f":"IF(Summary!$J$380=1,(+Project!J44-Project!I44)*$D93,$D93/$D$108*Project!$AC44)","v":0},{"$f":"IF(Summary!$J$380=1,(+Project!K44-Project!J44)*$D93,$D93/$D$108*Project!$AC44)","v":0},{"$f":"IF(Summary!$J$380=1,(+Project!L44-Project!K44)*$D93,$D93/$D$108*Project!$AC44)","v":0},{"$f":"IF(Summary!$J$380=1,(+Project!M44-Project!L44)*$D93,$D93/$D$108*Project!$AC44)","v":0},{"$f":"IF(Summary!$J$380=1,(+Project!N44-Project!M44)*$D93,$D93/$D$108*Project!$AC44)","v":0},{"$f":"IF(Summary!$J$380=1,(+Project!O44-Project!N44)*$D93,$D93/$D$108*Project!$AC44)","v":0},{"$f":"IF(Summary!$J$380=1,(+Project!P44-Project!O44)*$D93,$D93/$D$108*Project!$AC44)","v":0},{"$f":"IF(Summary!$J$380=1,(+Project!Q44-Project!P44)*$D93,$D93/$D$108*Project!$AC44)","v":0},{"$f":"IF(Summary!$J$380=1,(+Project!R44-Project!Q44)*$D93,$D93/$D$108*Project!$AC44)","v":0},{"$f":"IF(Summary!$J$380=1,(+Project!S44-Project!R44)*$D93,$D93/$D$108*Project!$AC44)","v":0},{"$f":"IF(Summary!$J$380=1,(+Project!T44-Project!S44)*$D93,$D93/$D$108*Project!$AC44)","v":0},{"$f":"IF(Summary!$J$380=1,(+Project!U44-Project!T44)*$D93,$D93/$D$108*Project!$AC44)","v":0},{"$f":"IF(Summary!$J$380=1,(+Project!V44-Project!U44)*$D93,$D93/$D$108*Project!$AC44)","v":0},{"$f":"IF(Summary!$J$380=1,(+Project!W44-Project!V44)*$D93,$D93/$D$108*Project!$AC44)","v":0},{"$f":"IF(Summary!$J$380=1,(+Project!X44-Project!W44)*$D93,$D93/$D$108*Project!$AC44)","v":0},{"$f":"IF(Summary!$J$380=1,(+Project!Y44-Project!X44)*$D93,$D93/$D$108*Project!$AC44)","v":0},{"$f":"IF(Summary!$J$380=1,(+Project!Z44-Project!Y44)*$D93,$D93/$D$108*Project!$AC44)","v":0},{"$f":"IF(Summary!$J$380=1,(+Project!AA44-Project!Z44)*$D93,$D93/$D$108*Project!$AC44)","v":0},{"$f":"IF(Summary!$J$380=1,(+Project!AB44-Project!AA44)*$D93,$D93/$D$108*Project!$AC44)","v":0},{"$f":"IF(Summary!$J$380=1,(+Project!AC44-Project!AB44)*$D93,$D93/$D$108*Project!$AC44)","v":0}]
[94,{"$f":"+B8","v":3},"[Settlement B] 3",{"$f":"Consumers!BU11/1000","v":0},0,0,{"$f":"\"k\"&Summary!$G$3","v":"k£"},null,{"$f":"IF(Summary!$J$380=1,(+Project!I45-Project!H45)*$D94,$D94/$D$108*Project!$AC45)","v":0},{"$f":"IF(Summary!$J$380=1,(+Project!J45-Project!I45)*$D94,$D94/$D$108*Project!$AC45)","v":0},{"$f":"IF(Summary!$J$380=1,(+Project!K45-Project!J45)*$D94,$D94/$D$108*Project!$AC45)","v":0},{"$f":"IF(Summary!$J$380=1,(+Project!L45-Project!K45)*$D94,$D94/$D$108*Project!$AC45)","v":0},{"$f":"IF(Summary!$J$380=1,(+Project!M45-Project!L45)*$D94,$D94/$D$108*Project!$AC45)","v":0},{"$f":"IF(Summary!$J$380=1,(+Project!N45-Project!M45)*$D94,$D94/$D$108*Project!$AC45)","v":0},{"$f":"IF(Summary!$J$380=1,(+Project!O45-Project!N45)*$D94,$D94/$D$108*Project!$AC45)","v":0},{"$f":"IF(Summary!$J$380=1,(+Project!P45-Project!O45)*$D94,$D94/$D$108*Project!$AC45)","v":0},{"$f":"IF(Summary!$J$380=1,(+Project!Q45-Project!P45)*$D94,$D94/$D$108*Project!$AC45)","v":0},{"$f":"IF(Summary!$J$380=1,(+Project!R45-Project!Q45)*$D94,$D94/$D$108*Project!$AC45)","v":0},{"$f":"IF(Summary!$J$380=1,(+Project!S45-Project!R45)*$D94,$D94/$D$108*Project!$AC45)","v":0},{"$f":"IF(Summary!$J$380=1,(+Project!T45-Project!S45)*$D94,$D94/$D$108*Project!$AC45)","v":0},{"$f":"IF(Summary!$J$380=1,(+Project!U45-Project!T45)*$D94,$D94/$D$108*Project!$AC45)","v":0},{"$f":"IF(Summary!$J$380=1,(+Project!V45-Project!U45)*$D94,$D94/$D$108*Project!$AC45)","v":0},{"$f":"IF(Summary!$J$380=1,(+Project!W45-Project!V45)*$D94,$D94/$D$108*Project!$AC45)","v":0},{"$f":"IF(Summary!$J$380=1,(+Project!X45-Project!W45)*$D94,$D94/$D$108*Project!$AC45)","v":0},{"$f":"IF(Summary!$J$380=1,(+Project!Y45-Project!X45)*$D94,$D94/$D$108*Project!$AC45)","v":0},{"$f":"IF(Summary!$J$380=1,(+Project!Z45-Project!Y45)*$D94,$D94/$D$108*Project!$AC45)","v":0},{"$f":"IF(Summary!$J$380=1,(+Project!AA45-Project!Z45)*$D94,$D94/$D$108*Project!$AC45)","v":0},{"$f":"IF(Summary!$J$380=1,(+Project!AB45-Project!AA45)*$D94,$D94/$D$108*Project!$AC45)","v":0},{"$f":"IF(Summary!$J$380=1,(+Project!AC45-Project!AB45)*$D94,$D94/$D$108*Project!$AC45)","v":0}]
[95,{"$f":"+B9","v":4},"[Settlement B] 4",{"$f":"Consumers!BU12/1000","v":0},0,0,{"$f":"\"k\"&Summary!$G$3","v":"k£"},null,{"$f":"IF(Summary!$J$380=1,(+Project!I46-Project!H46)*$D95,$D95/$D$108*Project!$AC46)","v":0},{"$f":"IF(Summary!$J$380=1,(+Project!J46-Project!I46)*$D95,$D95/$D$108*Project!$AC46)","v":0},{"$f":"IF(Summary!$J$380=1,(+Project!K46-Project!J46)*$D95,$D95/$D$108*Project!$AC46)","v":0},{"$f":"IF(Summary!$J$380=1,(+Project!L46-Project!K46)*$D95,$D95/$D$108*Project!$AC46)","v":0},{"$f":"IF(Summary!$J$380=1,(+Project!M46-Project!L46)*$D95,$D95/$D$108*Project!$AC46)","v":0},{"$f":"IF(Summary!$J$380=1,(+Project!N46-Project!M46)*$D95,$D95/$D$108*Project!$AC46)","v":0},{"$f":"IF(Summary!$J$380=1,(+Project!O46-Project!N46)*$D95,$D95/$D$108*Project!$AC46)","v":0},{"$f":"IF(Summary!$J$380=1,(+Project!P46-Project!O46)*$D95,$D95/$D$108*Project!$AC46)","v":0},{"$f":"IF(Summary!$J$380=1,(+Project!Q46-Project!P46)*$D95,$D95/$D$108*Project!$AC46)","v":0},{"$f":"IF(Summary!$J$380=1,(+Project!R46-Project!Q46)*$D95,$D95/$D$108*Project!$AC46)","v":0},{"$f":"IF(Summary!$J$380=1,(+Project!S46-Project!R46)*$D95,$D95/$D$108*Project!$AC46)","v":0},{"$f":"IF(Summary!$J$380=1,(+Project!T46-Project!S46)*$D95,$D95/$D$108*Project!$AC46)","v":0},{"$f":"IF(Summary!$J$380=1,(+Project!U46-Project!T46)*$D95,$D95/$D$108*Project!$AC46)","v":0},{"$f":"IF(Summary!$J$380=1,(+Project!V46-Project!U46)*$D95,$D95/$D$108*Project!$AC46)","v":0},{"$f":"IF(Summary!$J$380=1,(+Project!W46-Project!V46)*$D95,$D95/$D$108*Project!$AC46)","v":0},{"$f":"IF(Summary!$J$380=1,(+Project!X46-Project!W46)*$D95,$D95/$D$108*Project!$AC46)","v":0},{"$f":"IF(Summary!$J$380=1,(+Project!Y46-Project!X46)*$D95,$D95/$D$108*Project!$AC46)","v":0},{"$f":"IF(Summary!$J$380=1,(+Project!Z46-Project!Y46)*$D95,$D95/$D$108*Project!$AC46)","v":0},{"$f":"IF(Summary!$J$380=1,(+Project!AA46-Project!Z46)*$D95,$D95/$D$108*Project!$AC46)","v":0},{"$f":"IF(Summary!$J$380=1,(+Project!AB46-Project!AA46)*$D95,$D95/$D$108*Project!$AC46)","v":0},{"$f":"IF(Summary!$J$380=1,(+Project!AC46-Project!AB46)*$D95,$D95/$D$108*Project!$AC46)","v":0}]
[96,{"$f":"+B10","v":5},"[Settlement B] 5",{"$f":"Consumers!BU13/1000","v":0},0,0,{"$f":"\"k\"&Summary!$G$3","v":"k£"},null,{"$f":"IF(Summary!$J$380=1,(+Project!I47-Project!H47)*$D96,$D96/$D$108*Project!$AC47)","v":0},{"$f":"IF(Summary!$J$380=1,(+Project!J47-Project!I47)*$D96,$D96/$D$108*Project!$AC47)","v":0},{"$f":"IF(Summary!$J$380=1,(+Project!K47-Project!J47)*$D96,$D96/$D$108*Project!$AC47)","v":0},{"$f":"IF(Summary!$J$380=1,(+Project!L47-Project!K47)*$D96,$D96/$D$108*Project!$AC47)","v":0},{"$f":"IF(Summary!$J$380=1,(+Project!M47-Project!L47)*$D96,$D96/$D$108*Project!$AC47)","v":0},{"$f":"IF(Summary!$J$380=1,(+Project!N47-Project!M47)*$D96,$D96/$D$108*Project!$AC47)","v":0},{"$f":"IF(Summary!$J$380=1,(+Project!O47-Project!N47)*$D96,$D96/$D$108*Project!$AC47)","v":0},{"$f":"IF(Summary!$J$380=1,(+Project!P47-Project!O47)*$D96,$D96/$D$108*Project!$AC47)","v":0},{"$f":"IF(Summary!$J$380=1,(+Project!Q47-Project!P47)*$D96,$D96/$D$108*Project!$AC47)","v":0},{"$f":"IF(Summary!$J$380=1,(+Project!R47-Project!Q47)*$D96,$D96/$D$108*Project!$AC47)","v":0},{"$f":"IF(Summary!$J$380=1,(+Project!S47-Project!R47)*$D96,$D96/$D$108*Project!$AC47)","v":0},{"$f":"IF(Summary!$J$380=1,(+Project!T47-Project!S47)*$D96,$D96/$D$108*Project!$AC47)","v":0},{"$f":"IF(Summary!$J$380=1,(+Project!U47-Project!T47)*$D96,$D96/$D$108*Project!$AC47)","v":0},{"$f":"IF(Summary!$J$380=1,(+Project!V47-Project!U47)*$D96,$D96/$D$108*Project!$AC47)","v":0},{"$f":"IF(Summary!$J$380=1,(+Project!W47-Project!V47)*$D96,$D96/$D$108*Project!$AC47)","v":0},{"$f":"IF(Summary!$J$380=1,(+Project!X47-Project!W47)*$D96,$D96/$D$108*Project!$AC47)","v":0},{"$f":"IF(Summary!$J$380=1,(+Project!Y47-Project!X47)*$D96,$D96/$D$108*Project!$AC47)","v":0},{"$f":"IF(Summary!$J$380=1,(+Project!Z47-Project!Y47)*$D96,$D96/$D$108*Project!$AC47)","v":0},{"$f":"IF(Summary!$J$380=1,(+Project!AA47-Project!Z47)*$D96,$D96/$D$108*Project!$AC47)","v":0},{"$f":"IF(Summary!$J$380=1,(+Project!AB47-Project!AA47)*$D96,$D96/$D$108*Project!$AC47)","v":0},{"$f":"IF(Summary!$J$380=1,(+Project!AC47-Project!AB47)*$D96,$D96/$D$108*Project!$AC47)","v":0}]
[97,{"$f":"+B11","v":6},"[Settlement B] 6",{"$f":"Consumers!BU14/1000","v":0},0,0,{"$f":"\"k\"&Summary!$G$3","v":"k£"},null,{"$f":"IF(Summary!$J$380=1,(+Project!I48-Project!H48)*$D97,$D97/$D$108*Project!$AC48)","v":0},{"$f":"IF(Summary!$J$380=1,(+Project!J48-Project!I48)*$D97,$D97/$D$108*Project!$AC48)","v":0},{"$f":"IF(Summary!$J$380=1,(+Project!K48-Project!J48)*$D97,$D97/$D$108*Project!$AC48)","v":0},{"$f":"IF(Summary!$J$380=1,(+Project!L48-Project!K48)*$D97,$D97/$D$108*Project!$AC48)","v":0},{"$f":"IF(Summary!$J$380=1,(+Project!M48-Project!L48)*$D97,$D97/$D$108*Project!$AC48)","v":0},{"$f":"IF(Summary!$J$380=1,(+Project!N48-Project!M48)*$D97,$D97/$D$108*Project!$AC48)","v":0},{"$f":"IF(Summary!$J$380=1,(+Project!O48-Project!N48)*$D97,$D97/$D$108*Project!$AC48)","v":0},{"$f":"IF(Summary!$J$380=1,(+Project!P48-Project!O48)*$D97,$D97/$D$108*Project!$AC48)","v":0},{"$f":"IF(Summary!$J$380=1,(+Project!Q48-Project!P48)*$D97,$D97/$D$108*Project!$AC48)","v":0},{"$f":"IF(Summary!$J$380=1,(+Project!R48-Project!Q48)*$D97,$D97/$D$108*Project!$AC48)","v":0},{"$f":"IF(Summary!$J$380=1,(+Project!S48-Project!R48)*$D97,$D97/$D$108*Project!$AC48)","v":0},{"$f":"IF(Summary!$J$380=1,(+Project!T48-Project!S48)*$D97,$D97/$D$108*Project!$AC48)","v":0},{"$f":"IF(Summary!$J$380=1,(+Project!U48-Project!T48)*$D97,$D97/$D$108*Project!$AC48)","v":0},{"$f":"IF(Summary!$J$380=1,(+Project!V48-Project!U48)*$D97,$D97/$D$108*Project!$AC48)","v":0},{"$f":"IF(Summary!$J$380=1,(+Project!W48-Project!V48)*$D97,$D97/$D$108*Project!$AC48)","v":0},{"$f":"IF(Summary!$J$380=1,(+Project!X48-Project!W48)*$D97,$D97/$D$108*Project!$AC48)","v":0},{"$f":"IF(Summary!$J$380=1,(+Project!Y48-Project!X48)*$D97,$D97/$D$108*Project!$AC48)","v":0},{"$f":"IF(Summary!$J$380=1,(+Project!Z48-Project!Y48)*$D97,$D97/$D$108*Project!$AC48)","v":0},{"$f":"IF(Summary!$J$380=1,(+Project!AA48-Project!Z48)*$D97,$D97/$D$108*Project!$AC48)","v":0},{"$f":"IF(Summary!$J$380=1,(+Project!AB48-Project!AA48)*$D97,$D97/$D$108*Project!$AC48)","v":0},{"$f":"IF(Summary!$J$380=1,(+Project!AC48-Project!AB48)*$D97,$D97/$D$108*Project!$AC48)","v":0}]
[98,{"$f":"+B12","v":7},"[Settlement B] 7",{"$f":"Consumers!BU15/1000","v":0},0,0,{"$f":"\"k\"&Summary!$G$3","v":"k£"},null,{"$f":"IF(Summary!$J$380=1,(+Project!I49-Project!H49)*$D98,$D98/$D$108*Project!$AC49)","v":0},{"$f":"IF(Summary!$J$380=1,(+Project!J49-Project!I49)*$D98,$D98/$D$108*Project!$AC49)","v":0},{"$f":"IF(Summary!$J$380=1,(+Project!K49-Project!J49)*$D98,$D98/$D$108*Project!$AC49)","v":0},{"$f":"IF(Summary!$J$380=1,(+Project!L49-Project!K49)*$D98,$D98/$D$108*Project!$AC49)","v":0},{"$f":"IF(Summary!$J$380=1,(+Project!M49-Project!L49)*$D98,$D98/$D$108*Project!$AC49)","v":0},{"$f":"IF(Summary!$J$380=1,(+Project!N49-Project!M49)*$D98,$D98/$D$108*Project!$AC49)","v":0},{"$f":"IF(Summary!$J$380=1,(+Project!O49-Project!N49)*$D98,$D98/$D$108*Project!$AC49)","v":0},{"$f":"IF(Summary!$J$380=1,(+Project!P49-Project!O49)*$D98,$D98/$D$108*Project!$AC49)","v":0},{"$f":"IF(Summary!$J$380=1,(+Project!Q49-Project!P49)*$D98,$D98/$D$108*Project!$AC49)","v":0},{"$f":"IF(Summary!$J$380=1,(+Project!R49-Project!Q49)*$D98,$D98/$D$108*Project!$AC49)","v":0},{"$f":"IF(Summary!$J$380=1,(+Project!S49-Project!R49)*$D98,$D98/$D$108*Project!$AC49)","v":0},{"$f":"IF(Summary!$J$380=1,(+Project!T49-Project!S49)*$D98,$D98/$D$108*Project!$AC49)","v":0},{"$f":"IF(Summary!$J$380=1,(+Project!U49-Project!T49)*$D98,$D98/$D$108*Project!$AC49)","v":0},{"$f":"IF(Summary!$J$380=1,(+Project!V49-Project!U49)*$D98,$D98/$D$108*Project!$AC49)","v":0},{"$f":"IF(Summary!$J$380=1,(+Project!W49-Project!V49)*$D98,$D98/$D$108*Project!$AC49)","v":0},{"$f":"IF(Summary!$J$380=1,(+Project!X49-Project!W49)*$D98,$D98/$D$108*Project!$AC49)","v":0},{"$f":"IF(Summary!$J$380=1,(+Project!Y49-Project!X49)*$D98,$D98/$D$108*Project!$AC49)","v":0},{"$f":"IF(Summary!$J$380=1,(+Project!Z49-Project!Y49)*$D98,$D98/$D$108*Project!$AC49)","v":0},{"$f":"IF(Summary!$J$380=1,(+Project!AA49-Project!Z49)*$D98,$D98/$D$108*Project!$AC49)","v":0},{"$f":"IF(Summary!$J$380=1,(+Project!AB49-Project!AA49)*$D98,$D98/$D$108*Project!$AC49)","v":0},{"$f":"IF(Summary!$J$380=1,(+Project!AC49-Project!AB49)*$D98,$D98/$D$108*Project!$AC49)","v":0}]
[99,{"$f":"+B13","v":8},"[Settlement B] 8",{"$f":"Consumers!BU16/1000","v":0},0,0,{"$f":"\"k\"&Summary!$G$3","v":"k£"},null,{"$f":"IF(Summary!$J$380=1,(+Project!I50-Project!H50)*$D99,$D99/$D$108*Project!$AC50)","v":0},{"$f":"IF(Summary!$J$380=1,(+Project!J50-Project!I50)*$D99,$D99/$D$108*Project!$AC50)","v":0},{"$f":"IF(Summary!$J$380=1,(+Project!K50-Project!J50)*$D99,$D99/$D$108*Project!$AC50)","v":0},{"$f":"IF(Summary!$J$380=1,(+Project!L50-Project!K50)*$D99,$D99/$D$108*Project!$AC50)","v":0},{"$f":"IF(Summary!$J$380=1,(+Project!M50-Project!L50)*$D99,$D99/$D$108*Project!$AC50)","v":0},{"$f":"IF(Summary!$J$380=1,(+Project!N50-Project!M50)*$D99,$D99/$D$108*Project!$AC50)","v":0},{"$f":"IF(Summary!$J$380=1,(+Project!O50-Project!N50)*$D99,$D99/$D$108*Project!$AC50)","v":0},{"$f":"IF(Summary!$J$380=1,(+Project!P50-Project!O50)*$D99,$D99/$D$108*Project!$AC50)","v":0},{"$f":"IF(Summary!$J$380=1,(+Project!Q50-Project!P50)*$D99,$D99/$D$108*Project!$AC50)","v":0},{"$f":"IF(Summary!$J$380=1,(+Project!R50-Project!Q50)*$D99,$D99/$D$108*Project!$AC50)","v":0},{"$f":"IF(Summary!$J$380=1,(+Project!S50-Project!R50)*$D99,$D99/$D$108*Project!$AC50)","v":0},{"$f":"IF(Summary!$J$380=1,(+Project!T50-Project!S50)*$D99,$D99/$D$108*Project!$AC50)","v":0},{"$f":"IF(Summary!$J$380=1,(+Project!U50-Project!T50)*$D99,$D99/$D$108*Project!$AC50)","v":0},{"$f":"IF(Summary!$J$380=1,(+Project!V50-Project!U50)*$D99,$D99/$D$108*Project!$AC50)","v":0},{"$f":"IF(Summary!$J$380=1,(+Project!W50-Project!V50)*$D99,$D99/$D$108*Project!$AC50)","v":0},{"$f":"IF(Summary!$J$380=1,(+Project!X50-Project!W50)*$D99,$D99/$D$108*Project!$AC50)","v":0},{"$f":"IF(Summary!$J$380=1,(+Project!Y50-Project!X50)*$D99,$D99/$D$108*Project!$AC50)","v":0},{"$f":"IF(Summary!$J$380=1,(+Project!Z50-Project!Y50)*$D99,$D99/$D$108*Project!$AC50)","v":0},{"$f":"IF(Summary!$J$380=1,(+Project!AA50-Project!Z50)*$D99,$D99/$D$108*Project!$AC50)","v":0},{"$f":"IF(Summary!$J$380=1,(+Project!AB50-Project!AA50)*$D99,$D99/$D$108*Project!$AC50)","v":0},{"$f":"IF(Summary!$J$380=1,(+Project!AC50-Project!AB50)*$D99,$D99/$D$108*Project!$AC50)","v":0}]
[100,{"$f":"+B14","v":9},"[Settlement A] Master",{"$f":"Consumers!BU17/1000","v":0},0,0,{"$f":"\"k\"&Summary!$G$3","v":"k£"},null,{"$f":"IF(Summary!$J$380=1,(+Project!I51-Project!H51)*$D100,$D100/$D$108*Project!$AC51)","v":0},{"$f":"IF(Summary!$J$380=1,(+Project!J51-Project!I51)*$D100,$D100/$D$108*Project!$AC51)","v":0},{"$f":"IF(Summary!$J$380=1,(+Project!K51-Project!J51)*$D100,$D100/$D$108*Project!$AC51)","v":0},{"$f":"IF(Summary!$J$380=1,(+Project!L51-Project!K51)*$D100,$D100/$D$108*Project!$AC51)","v":0},{"$f":"IF(Summary!$J$380=1,(+Project!M51-Project!L51)*$D100,$D100/$D$108*Project!$AC51)","v":0},{"$f":"IF(Summary!$J$380=1,(+Project!N51-Project!M51)*$D100,$D100/$D$108*Project!$AC51)","v":0},{"$f":"IF(Summary!$J$380=1,(+Project!O51-Project!N51)*$D100,$D100/$D$108*Project!$AC51)","v":0},{"$f":"IF(Summary!$J$380=1,(+Project!P51-Project!O51)*$D100,$D100/$D$108*Project!$AC51)","v":0},{"$f":"IF(Summary!$J$380=1,(+Project!Q51-Project!P51)*$D100,$D100/$D$108*Project!$AC51)","v":0},{"$f":"IF(Summary!$J$380=1,(+Project!R51-Project!Q51)*$D100,$D100/$D$108*Project!$AC51)","v":0},{"$f":"IF(Summary!$J$380=1,(+Project!S51-Project!R51)*$D100,$D100/$D$108*Project!$AC51)","v":0},{"$f":"IF(Summary!$J$380=1,(+Project!T51-Project!S51)*$D100,$D100/$D$108*Project!$AC51)","v":0},{"$f":"IF(Summary!$J$380=1,(+Project!U51-Project!T51)*$D100,$D100/$D$108*Project!$AC51)","v":0},{"$f":"IF(Summary!$J$380=1,(+Project!V51-Project!U51)*$D100,$D100/$D$108*Project!$AC51)","v":0},{"$f":"IF(Summary!$J$380=1,(+Project!W51-Project!V51)*$D100,$D100/$D$108*Project!$AC51)","v":0},{"$f":"IF(Summary!$J$380=1,(+Project!X51-Project!W51)*$D100,$D100/$D$108*Project!$AC51)","v":0},{"$f":"IF(Summary!$J$380=1,(+Project!Y51-Project!X51)*$D100,$D100/$D$108*Project!$AC51)","v":0},{"$f":"IF(Summary!$J$380=1,(+Project!Z51-Project!Y51)*$D100,$D100/$D$108*Project!$AC51)","v":0},{"$f":"IF(Summary!$J$380=1,(+Project!AA51-Project!Z51)*$D100,$D100/$D$108*Project!$AC51)","v":0},{"$f":"IF(Summary!$J$380=1,(+Project!AB51-Project!AA51)*$D100,$D100/$D$108*Project!$AC51)","v":0},{"$f":"IF(Summary!$J$380=1,(+Project!AC51-Project!AB51)*$D100,$D100/$D$108*Project!$AC51)","v":0}]
[101,{"$f":"+B15","v":10},"[Settlement A] 2",{"$f":"Consumers!BU18/1000","v":0},0,0,{"$f":"\"k\"&Summary!$G$3","v":"k£"},null,{"$f":"IF(Summary!$J$380=1,(+Project!I52-Project!H52)*$D101,$D101/$D$108*Project!$AC52)","v":0},{"$f":"IF(Summary!$J$380=1,(+Project!J52-Project!I52)*$D101,$D101/$D$108*Project!$AC52)","v":0},{"$f":"IF(Summary!$J$380=1,(+Project!K52-Project!J52)*$D101,$D101/$D$108*Project!$AC52)","v":0},{"$f":"IF(Summary!$J$380=1,(+Project!L52-Project!K52)*$D101,$D101/$D$108*Project!$AC52)","v":0},{"$f":"IF(Summary!$J$380=1,(+Project!M52-Project!L52)*$D101,$D101/$D$108*Project!$AC52)","v":0},{"$f":"IF(Summary!$J$380=1,(+Project!N52-Project!M52)*$D101,$D101/$D$108*Project!$AC52)","v":0},{"$f":"IF(Summary!$J$380=1,(+Project!O52-Project!N52)*$D101,$D101/$D$108*Project!$AC52)","v":0},{"$f":"IF(Summary!$J$380=1,(+Project!P52-Project!O52)*$D101,$D101/$D$108*Project!$AC52)","v":0},{"$f":"IF(Summary!$J$380=1,(+Project!Q52-Project!P52)*$D101,$D101/$D$108*Project!$AC52)","v":0},{"$f":"IF(Summary!$J$380=1,(+Project!R52-Project!Q52)*$D101,$D101/$D$108*Project!$AC52)","v":0},{"$f":"IF(Summary!$J$380=1,(+Project!S52-Project!R52)*$D101,$D101/$D$108*Project!$AC52)","v":0},{"$f":"IF(Summary!$J$380=1,(+Project!T52-Project!S52)*$D101,$D101/$D$108*Project!$AC52)","v":0},{"$f":"IF(Summary!$J$380=1,(+Project!U52-Project!T52)*$D101,$D101/$D$108*Project!$AC52)","v":0},{"$f":"IF(Summary!$J$380=1,(+Project!V52-Project!U52)*$D101,$D101/$D$108*Project!$AC52)","v":0},{"$f":"IF(Summary!$J$380=1,(+Project!W52-Project!V52)*$D101,$D101/$D$108*Project!$AC52)","v":0},{"$f":"IF(Summary!$J$380=1,(+Project!X52-Project!W52)*$D101,$D101/$D$108*Project!$AC52)","v":0},{"$f":"IF(Summary!$J$380=1,(+Project!Y52-Project!X52)*$D101,$D101/$D$108*Project!$AC52)","v":0},{"$f":"IF(Summary!$J$380=1,(+Project!Z52-Project!Y52)*$D101,$D101/$D$108*Project!$AC52)","v":0},{"$f":"IF(Summary!$J$380=1,(+Project!AA52-Project!Z52)*$D101,$D101/$D$108*Project!$AC52)","v":0},{"$f":"IF(Summary!$J$380=1,(+Project!AB52-Project!AA52)*$D101,$D101/$D$108*Project!$AC52)","v":0},{"$f":"IF(Summary!$J$380=1,(+Project!AC52-Project!AB52)*$D101,$D101/$D$108*Project!$AC52)","v":0}]
[102,{"$f":"+B16","v":11},"[Settlement A] 3",{"$f":"Consumers!BU19/1000","v":0},0,0,{"$f":"\"k\"&Summary!$G$3","v":"k£"},null,{"$f":"IF(Summary!$J$380=1,(+Project!I53-Project!H53)*$D102,$D102/$D$108*Project!$AC53)","v":0},{"$f":"IF(Summary!$J$380=1,(+Project!J53-Project!I53)*$D102,$D102/$D$108*Project!$AC53)","v":0},{"$f":"IF(Summary!$J$380=1,(+Project!K53-Project!J53)*$D102,$D102/$D$108*Project!$AC53)","v":0},{"$f":"IF(Summary!$J$380=1,(+Project!L53-Project!K53)*$D102,$D102/$D$108*Project!$AC53)","v":0},{"$f":"IF(Summary!$J$380=1,(+Project!M53-Project!L53)*$D102,$D102/$D$108*Project!$AC53)","v":0},{"$f":"IF(Summary!$J$380=1,(+Project!N53-Project!M53)*$D102,$D102/$D$108*Project!$AC53)","v":0},{"$f":"IF(Summary!$J$380=1,(+Project!O53-Project!N53)*$D102,$D102/$D$108*Project!$AC53)","v":0},{"$f":"IF(Summary!$J$380=1,(+Project!P53-Project!O53)*$D102,$D102/$D$108*Project!$AC53)","v":0},{"$f":"IF(Summary!$J$380=1,(+Project!Q53-Project!P53)*$D102,$D102/$D$108*Project!$AC53)","v":0},{"$f":"IF(Summary!$J$380=1,(+Project!R53-Project!Q53)*$D102,$D102/$D$108*Project!$AC53)","v":0},{"$f":"IF(Summary!$J$380=1,(+Project!S53-Project!R53)*$D102,$D102/$D$108*Project!$AC53)","v":0},{"$f":"IF(Summary!$J$380=1,(+Project!T53-Project!S53)*$D102,$D102/$D$108*Project!$AC53)","v":0},{"$f":"IF(Summary!$J$380=1,(+Project!U53-Project!T53)*$D102,$D102/$D$108*Project!$AC53)","v":0},{"$f":"IF(Summary!$J$380=1,(+Project!V53-Project!U53)*$D102,$D102/$D$108*Project!$AC53)","v":0},{"$f":"IF(Summary!$J$380=1,(+Project!W53-Project!V53)*$D102,$D102/$D$108*Project!$AC53)","v":0},{"$f":"IF(Summary!$J$380=1,(+Project!X53-Project!W53)*$D102,$D102/$D$108*Project!$AC53)","v":0},{"$f":"IF(Summary!$J$380=1,(+Project!Y53-Project!X53)*$D102,$D102/$D$108*Project!$AC53)","v":0},{"$f":"IF(Summary!$J$380=1,(+Project!Z53-Project!Y53)*$D102,$D102/$D$108*Project!$AC53)","v":0},{"$f":"IF(Summary!$J$380=1,(+Project!AA53-Project!Z53)*$D102,$D102/$D$108*Project!$AC53)","v":0},{"$f":"IF(Summary!$J$380=1,(+Project!AB53-Project!AA53)*$D102,$D102/$D$108*Project!$AC53)","v":0},{"$f":"IF(Summary!$J$380=1,(+Project!AC53-Project!AB53)*$D102,$D102/$D$108*Project!$AC53)","v":0}]
[103,{"$f":"+B17","v":12},"[Settlement A] 4",{"$f":"Consumers!BU20/1000","v":0},0,0,{"$f":"\"k\"&Summary!$G$3","v":"k£"},null,{"$f":"IF(Summary!$J$380=1,(+Project!I54-Project!H54)*$D103,$D103/$D$108*Project!$AC54)","v":0},{"$f":"IF(Summary!$J$380=1,(+Project!J54-Project!I54)*$D103,$D103/$D$108*Project!$AC54)","v":0},{"$f":"IF(Summary!$J$380=1,(+Project!K54-Project!J54)*$D103,$D103/$D$108*Project!$AC54)","v":0},{"$f":"IF(Summary!$J$380=1,(+Project!L54-Project!K54)*$D103,$D103/$D$108*Project!$AC54)","v":0},{"$f":"IF(Summary!$J$380=1,(+Project!M54-Project!L54)*$D103,$D103/$D$108*Project!$AC54)","v":0},{"$f":"IF(Summary!$J$380=1,(+Project!N54-Project!M54)*$D103,$D103/$D$108*Project!$AC54)","v":0},{"$f":"IF(Summary!$J$380=1,(+Project!O54-Project!N54)*$D103,$D103/$D$108*Project!$AC54)","v":0},{"$f":"IF(Summary!$J$380=1,(+Project!P54-Project!O54)*$D103,$D103/$D$108*Project!$AC54)","v":0},{"$f":"IF(Summary!$J$380=1,(+Project!Q54-Project!P54)*$D103,$D103/$D$108*Project!$AC54)","v":0},{"$f":"IF(Summary!$J$380=1,(+Project!R54-Project!Q54)*$D103,$D103/$D$108*Project!$AC54)","v":0},{"$f":"IF(Summary!$J$380=1,(+Project!S54-Project!R54)*$D103,$D103/$D$108*Project!$AC54)","v":0},{"$f":"IF(Summary!$J$380=1,(+Project!T54-Project!S54)*$D103,$D103/$D$108*Project!$AC54)","v":0},{"$f":"IF(Summary!$J$380=1,(+Project!U54-Project!T54)*$D103,$D103/$D$108*Project!$AC54)","v":0},{"$f":"IF(Summary!$J$380=1,(+Project!V54-Project!U54)*$D103,$D103/$D$108*Project!$AC54)","v":0},{"$f":"IF(Summary!$J$380=1,(+Project!W54-Project!V54)*$D103,$D103/$D$108*Project!$AC54)","v":0},{"$f":"IF(Summary!$J$380=1,(+Project!X54-Project!W54)*$D103,$D103/$D$108*Project!$AC54)","v":0},{"$f":"IF(Summary!$J$380=1,(+Project!Y54-Project!X54)*$D103,$D103/$D$108*Project!$AC54)","v":0},{"$f":"IF(Summary!$J$380=1,(+Project!Z54-Project!Y54)*$D103,$D103/$D$108*Project!$AC54)","v":0},{"$f":"IF(Summary!$J$380=1,(+Project!AA54-Project!Z54)*$D103,$D103/$D$108*Project!$AC54)","v":0},{"$f":"IF(Summary!$J$380=1,(+Project!AB54-Project!AA54)*$D103,$D103/$D$108*Project!$AC54)","v":0},{"$f":"IF(Summary!$J$380=1,(+Project!AC54-Project!AB54)*$D103,$D103/$D$108*Project!$AC54)","v":0}]
[104,{"$f":"+B18","v":13},"[Settlement A] 5",{"$f":"Consumers!BU21/1000","v":0},0,0,{"$f":"\"k\"&Summary!$G$3","v":"k£"},null,{"$f":"IF(Summary!$J$380=1,(+Project!I55-Project!H55)*$D104,$D104/$D$108*Project!$AC55)","v":0},{"$f":"IF(Summary!$J$380=1,(+Project!J55-Project!I55)*$D104,$D104/$D$108*Project!$AC55)","v":0},{"$f":"IF(Summary!$J$380=1,(+Project!K55-Project!J55)*$D104,$D104/$D$108*Project!$AC55)","v":0},{"$f":"IF(Summary!$J$380=1,(+Project!L55-Project!K55)*$D104,$D104/$D$108*Project!$AC55)","v":0},{"$f":"IF(Summary!$J$380=1,(+Project!M55-Project!L55)*$D104,$D104/$D$108*Project!$AC55)","v":0},{"$f":"IF(Summary!$J$380=1,(+Project!N55-Project!M55)*$D104,$D104/$D$108*Project!$AC55)","v":0},{"$f":"IF(Summary!$J$380=1,(+Project!O55-Project!N55)*$D104,$D104/$D$108*Project!$AC55)","v":0},{"$f":"IF(Summary!$J$380=1,(+Project!P55-Project!O55)*$D104,$D104/$D$108*Project!$AC55)","v":0},{"$f":"IF(Summary!$J$380=1,(+Project!Q55-Project!P55)*$D104,$D104/$D$108*Project!$AC55)","v":0},{"$f":"IF(Summary!$J$380=1,(+Project!R55-Project!Q55)*$D104,$D104/$D$108*Project!$AC55)","v":0},{"$f":"IF(Summary!$J$380=1,(+Project!S55-Project!R55)*$D104,$D104/$D$108*Project!$AC55)","v":0},{"$f":"IF(Summary!$J$380=1,(+Project!T55-Project!S55)*$D104,$D104/$D$108*Project!$AC55)","v":0},{"$f":"IF(Summary!$J$380=1,(+Project!U55-Project!T55)*$D104,$D104/$D$108*Project!$AC55)","v":0},{"$f":"IF(Summary!$J$380=1,(+Project!V55-Project!U55)*$D104,$D104/$D$108*Project!$AC55)","v":0},{"$f":"IF(Summary!$J$380=1,(+Project!W55-Project!V55)*$D104,$D104/$D$108*Project!$AC55)","v":0},{"$f":"IF(Summary!$J$380=1,(+Project!X55-Project!W55)*$D104,$D104/$D$108*Project!$AC55)","v":0},{"$f":"IF(Summary!$J$380=1,(+Project!Y55-Project!X55)*$D104,$D104/$D$108*Project!$AC55)","v":0},{"$f":"IF(Summary!$J$380=1,(+Project!Z55-Project!Y55)*$D104,$D104/$D$108*Project!$AC55)","v":0},{"$f":"IF(Summary!$J$380=1,(+Project!AA55-Project!Z55)*$D104,$D104/$D$108*Project!$AC55)","v":0},{"$f":"IF(Summary!$J$380=1,(+Project!AB55-Project!AA55)*$D104,$D104/$D$108*Project!$AC55)","v":0},{"$f":"IF(Summary!$J$380=1,(+Project!AC55-Project!AB55)*$D104,$D104/$D$108*Project!$AC55)","v":0}]
[105,{"$f":"+B19","v":14},"[Settlement A] 6",{"$f":"Consumers!BU22/1000","v":0},0,0,{"$f":"\"k\"&Summary!$G$3","v":"k£"},null,{"$f":"IF(Summary!$J$380=1,(+Project!I56-Project!H56)*$D105,$D105/$D$108*Project!$AC56)","v":0},{"$f":"IF(Summary!$J$380=1,(+Project!J56-Project!I56)*$D105,$D105/$D$108*Project!$AC56)","v":0},{"$f":"IF(Summary!$J$380=1,(+Project!K56-Project!J56)*$D105,$D105/$D$108*Project!$AC56)","v":0},{"$f":"IF(Summary!$J$380=1,(+Project!L56-Project!K56)*$D105,$D105/$D$108*Project!$AC56)","v":0},{"$f":"IF(Summary!$J$380=1,(+Project!M56-Project!L56)*$D105,$D105/$D$108*Project!$AC56)","v":0},{"$f":"IF(Summary!$J$380=1,(+Project!N56-Project!M56)*$D105,$D105/$D$108*Project!$AC56)","v":0},{"$f":"IF(Summary!$J$380=1,(+Project!O56-Project!N56)*$D105,$D105/$D$108*Project!$AC56)","v":0},{"$f":"IF(Summary!$J$380=1,(+Project!P56-Project!O56)*$D105,$D105/$D$108*Project!$AC56)","v":0},{"$f":"IF(Summary!$J$380=1,(+Project!Q56-Project!P56)*$D105,$D105/$D$108*Project!$AC56)","v":0},{"$f":"IF(Summary!$J$380=1,(+Project!R56-Project!Q56)*$D105,$D105/$D$108*Project!$AC56)","v":0},{"$f":"IF(Summary!$J$380=1,(+Project!S56-Project!R56)*$D105,$D105/$D$108*Project!$AC56)","v":0},{"$f":"IF(Summary!$J$380=1,(+Project!T56-Project!S56)*$D105,$D105/$D$108*Project!$AC56)","v":0},{"$f":"IF(Summary!$J$380=1,(+Project!U56-Project!T56)*$D105,$D105/$D$108*Project!$AC56)","v":0},{"$f":"IF(Summary!$J$380=1,(+Project!V56-Project!U56)*$D105,$D105/$D$108*Project!$AC56)","v":0},{"$f":"IF(Summary!$J$380=1,(+Project!W56-Project!V56)*$D105,$D105/$D$108*Project!$AC56)","v":0},{"$f":"IF(Summary!$J$380=1,(+Project!X56-Project!W56)*$D105,$D105/$D$108*Project!$AC56)","v":0},{"$f":"IF(Summary!$J$380=1,(+Project!Y56-Project!X56)*$D105,$D105/$D$108*Project!$AC56)","v":0},{"$f":"IF(Summary!$J$380=1,(+Project!Z56-Project!Y56)*$D105,$D105/$D$108*Project!$AC56)","v":0},{"$f":"IF(Summary!$J$380=1,(+Project!AA56-Project!Z56)*$D105,$D105/$D$108*Project!$AC56)","v":0},{"$f":"IF(Summary!$J$380=1,(+Project!AB56-Project!AA56)*$D105,$D105/$D$108*Project!$AC56)","v":0},{"$f":"IF(Summary!$J$380=1,(+Project!AC56-Project!AB56)*$D105,$D105/$D$108*Project!$AC56)","v":0}]
[106,{"$f":"+B20","v":15},"[Settlement A] 7",{"$f":"Consumers!BU23/1000","v":0},0,0,{"$f":"\"k\"&Summary!$G$3","v":"k£"},null,{"$f":"IF(Summary!$J$380=1,(+Project!I57-Project!H57)*$D106,$D106/$D$108*Project!$AC57)","v":0},{"$f":"IF(Summary!$J$380=1,(+Project!J57-Project!I57)*$D106,$D106/$D$108*Project!$AC57)","v":0},{"$f":"IF(Summary!$J$380=1,(+Project!K57-Project!J57)*$D106,$D106/$D$108*Project!$AC57)","v":0},{"$f":"IF(Summary!$J$380=1,(+Project!L57-Project!K57)*$D106,$D106/$D$108*Project!$AC57)","v":0},{"$f":"IF(Summary!$J$380=1,(+Project!M57-Project!L57)*$D106,$D106/$D$108*Project!$AC57)","v":0},{"$f":"IF(Summary!$J$380=1,(+Project!N57-Project!M57)*$D106,$D106/$D$108*Project!$AC57)","v":0},{"$f":"IF(Summary!$J$380=1,(+Project!O57-Project!N57)*$D106,$D106/$D$108*Project!$AC57)","v":0},{"$f":"IF(Summary!$J$380=1,(+Project!P57-Project!O57)*$D106,$D106/$D$108*Project!$AC57)","v":0},{"$f":"IF(Summary!$J$380=1,(+Project!Q57-Project!P57)*$D106,$D106/$D$108*Project!$AC57)","v":0},{"$f":"IF(Summary!$J$380=1,(+Project!R57-Project!Q57)*$D106,$D106/$D$108*Project!$AC57)","v":0},{"$f":"IF(Summary!$J$380=1,(+Project!S57-Project!R57)*$D106,$D106/$D$108*Project!$AC57)","v":0},{"$f":"IF(Summary!$J$380=1,(+Project!T57-Project!S57)*$D106,$D106/$D$108*Project!$AC57)","v":0},{"$f":"IF(Summary!$J$380=1,(+Project!U57-Project!T57)*$D106,$D106/$D$108*Project!$AC57)","v":0},{"$f":"IF(Summary!$J$380=1,(+Project!V57-Project!U57)*$D106,$D106/$D$108*Project!$AC57)","v":0},{"$f":"IF(Summary!$J$380=1,(+Project!W57-Project!V57)*$D106,$D106/$D$108*Project!$AC57)","v":0},{"$f":"IF(Summary!$J$380=1,(+Project!X57-Project!W57)*$D106,$D106/$D$108*Project!$AC57)","v":0},{"$f":"IF(Summary!$J$380=1,(+Project!Y57-Project!X57)*$D106,$D106/$D$108*Project!$AC57)","v":0},{"$f":"IF(Summary!$J$380=1,(+Project!Z57-Project!Y57)*$D106,$D106/$D$108*Project!$AC57)","v":0},{"$f":"IF(Summary!$J$380=1,(+Project!AA57-Project!Z57)*$D106,$D106/$D$108*Project!$AC57)","v":0},{"$f":"IF(Summary!$J$380=1,(+Project!AB57-Project!AA57)*$D106,$D106/$D$108*Project!$AC57)","v":0},{"$f":"IF(Summary!$J$380=1,(+Project!AC57-Project!AB57)*$D106,$D106/$D$108*Project!$AC57)","v":0}]
[107,"Oil boilers",{"$f":"+B$69","v":"Investments"},{"$f":"SUM(D92:D106)","v":0},{"$f":"+SUM(J107:AC107)","v":0},0,{"$f":"\"k\"&Summary!$G$3","v":"k£"},null,{"$f":"SUM(I92:I106)","v":0},{"$f":"SUM(J92:J106)","v":0},{"$f":"SUM(K92:K106)","v":0},0,0,0,0,0,0,0,0,0,0,0,0,0,0,0,0,0,0]
[108,"Contribution to residual value",null,{"$f":"+Summary!J400","v":20},{"$f":"+SUM(I108:AC108)","v":0},"",{"$f":"\"k\"&Summary!$G$3","v":"k£"},null,{"$f":"-I107*(1-($AC$1-I$1)/$D108)","v":0},0,0,0,0,0,0,0,0,0,0,0,0,0,0,0,0,0,0,0,0]
[109,"Residual value of individual investments",null,null,null,{"$f":"I109+NPV(+F$68,J109:AC109)","v":0},{"$f":"\"k\"&Summary!$G$3","v":"k£"},null,0,0,0,0,0,0,0,0,0,0,0,0,0,0,0,0,0,0,0,0,{"$f":"E108","v":0}]
[110,"Individual investments including residual value",null,null,null,{"$f":"I110+NPV(+F$68,J110:AC110)","v":0},{"$f":"\"k\"&Summary!$G$3","v":"k£"},null,{"$f":"+I107+I109","v":0},0,0,0,0,0,0,0,0,0,0,0,0,0,0,0,0,0,0,0,{"$f":"+AC107+AC109","v":0}]
[111]
[112,"Gas boilers",null,"Maximal",{"$f":"\"k\"&Summary!$G$3","v":"k£"},"NPV",null,null,{"$f":"+IF(Summary!$J$380=1,\"Reinvestments same year the consumer else would be connected to DH\",\"Reinvestment uniformly distributed during life-time\")","v":"Reinvestments same year the consumer else would be connected to DH"}]
[113,{"$f":"+B6","v":1},{"$f":"+C6","v":"[Settlement B] 1"},{"$f":"Consumers!CD9/1000","v":0},{"$f":"+SUM(I113:AC113)","v":0},{"$f":"I113+NPV(+F$68,J113:AC113)","v":0},{"$f":"\"k\"&Summary!$G$3","v":"k£"},null,{"$f":"IF(Summary!$J$380=1,(+Project!I43-Project!H43)*$D113,$D113/$D$129*Project!$AC43)","v":0},{"$f":"IF(Summary!$J$380=1,(+Project!J43-Project!I43)*$D113,$D113/$D$129*Project!$AC43)","v":0},{"$f":"IF(Summary!$J$380=1,(+Project!K43-Project!J43)*$D113,$D113/$D$129*Project!$AC43)","v":0},{"$f":"IF(Summary!$J$380=1,(+Project!L43-Project!K43)*$D113,$D113/$D$129*Project!$AC43)","v":0},{"$f":"IF(Summary!$J$380=1,(+Project!M43-Project!L43)*$D113,$D113/$D$129*Project!$AC43)","v":0},{"$f":"IF(Summary!$J$380=1,(+Project!N43-Project!M43)*$D113,$D113/$D$129*Project!$AC43)","v":0},{"$f":"IF(Summary!$J$380=1,(+Project!O43-Project!N43)*$D113,$D113/$D$129*Project!$AC43)","v":0},{"$f":"IF(Summary!$J$380=1,(+Project!P43-Project!O43)*$D113,$D113/$D$129*Project!$AC43)","v":0},{"$f":"IF(Summary!$J$380=1,(+Project!Q43-Project!P43)*$D113,$D113/$D$129*Project!$AC43)","v":0},{"$f":"IF(Summary!$J$380=1,(+Project!R43-Project!Q43)*$D113,$D113/$D$129*Project!$AC43)","v":0},{"$f":"IF(Summary!$J$380=1,(+Project!S43-Project!R43)*$D113,$D113/$D$129*Project!$AC43)","v":0},{"$f":"IF(Summary!$J$380=1,(+Project!T43-Project!S43)*$D113,$D113/$D$129*Project!$AC43)","v":0},{"$f":"IF(Summary!$J$380=1,(+Project!U43-Project!T43)*$D113,$D113/$D$129*Project!$AC43)","v":0},{"$f":"IF(Summary!$J$380=1,(+Project!V43-Project!U43)*$D113,$D113/$D$129*Project!$AC43)","v":0},{"$f":"IF(Summary!$J$380=1,(+Project!W43-Project!V43)*$D113,$D113/$D$129*Project!$AC43)","v":0},{"$f":"IF(Summary!$J$380=1,(+Project!X43-Project!W43)*$D113,$D113/$D$129*Project!$AC43)","v":0},{"$f":"IF(Summary!$J$380=1,(+Project!Y43-Project!X43)*$D113,$D113/$D$129*Project!$AC43)","v":0},{"$f":"IF(Summary!$J$380=1,(+Project!Z43-Project!Y43)*$D113,$D113/$D$129*Project!$AC43)","v":0},{"$f":"IF(Summary!$J$380=1,(+Project!AA43-Project!Z43)*$D113,$D113/$D$129*Project!$AC43)","v":0},{"$f":"IF(Summary!$J$380=1,(+Project!AB43-Project!AA43)*$D113,$D113/$D$129*Project!$AC43)","v":0},{"$f":"IF(Summary!$J$380=1,(+Project!AC43-Project!AB43)*$D113,$D113/$D$129*Project!$AC43)","v":0}]
[{"$f":"+A113+1","v":114},{"$f":"+B7","v":2},{"$f":"+C7","v":"[Settlement B] 2"},{"$f":"Consumers!CD10/1000","v":0},{"$f":"+SUM(I114:AC114)","v":0},0,{"$f":"\"k\"&Summary!$G$3","v":"k£"},null,{"$f":"IF(Summary!$J$380=1,(+Project!I44-Project!H44)*$D114,$D114/$D$129*Project!$AC44)","v":0},{"$f":"IF(Summary!$J$380=1,(+Project!J44-Project!I44)*$D114,$D114/$D$129*Project!$AC44)","v":0},{"$f":"IF(Summary!$J$380=1,(+Project!K44-Project!J44)*$D114,$D114/$D$129*Project!$AC44)","v":0},{"$f":"IF(Summary!$J$380=1,(+Project!L44-Project!K44)*$D114,$D114/$D$129*Project!$AC44)","v":0},{"$f":"IF(Summary!$J$380=1,(+Project!M44-Project!L44)*$D114,$D114/$D$129*Project!$AC44)","v":0},{"$f":"IF(Summary!$J$380=1,(+Project!N44-Project!M44)*$D114,$D114/$D$129*Project!$AC44)","v":0},{"$f":"IF(Summary!$J$380=1,(+Project!O44-Project!N44)*$D114,$D114/$D$129*Project!$AC44)","v":0},{"$f":"IF(Summary!$J$380=1,(+Project!P44-Project!O44)*$D114,$D114/$D$129*Project!$AC44)","v":0},{"$f":"IF(Summary!$J$380=1,(+Project!Q44-Project!P44)*$D114,$D114/$D$129*Project!$AC44)","v":0},{"$f":"IF(Summary!$J$380=1,(+Project!R44-Project!Q44)*$D114,$D114/$D$129*Project!$AC44)","v":0},{"$f":"IF(Summary!$J$380=1,(+Project!S44-Project!R44)*$D114,$D114/$D$129*Project!$AC44)","v":0},{"$f":"IF(Summary!$J$380=1,(+Project!T44-Project!S44)*$D114,$D114/$D$129*Project!$AC44)","v":0},{"$f":"IF(Summary!$J$380=1,(+Project!U44-Project!T44)*$D114,$D114/$D$129*Project!$AC44)","v":0},{"$f":"IF(Summary!$J$380=1,(+Project!V44-Project!U44)*$D114,$D114/$D$129*Project!$AC44)","v":0},{"$f":"IF(Summary!$J$380=1,(+Project!W44-Project!V44)*$D114,$D114/$D$129*Project!$AC44)","v":0},{"$f":"IF(Summary!$J$380=1,(+Project!X44-Project!W44)*$D114,$D114/$D$129*Project!$AC44)","v":0},{"$f":"IF(Summary!$J$380=1,(+Project!Y44-Project!X44)*$D114,$D114/$D$129*Project!$AC44)","v":0},{"$f":"IF(Summary!$J$380=1,(+Project!Z44-Project!Y44)*$D114,$D114/$D$129*Project!$AC44)","v":0},{"$f":"IF(Summary!$J$380=1,(+Project!AA44-Project!Z44)*$D114,$D114/$D$129*Project!$AC44)","v":0},{"$f":"IF(Summary!$J$380=1,(+Project!AB44-Project!AA44)*$D114,$D114/$D$129*Project!$AC44)","v":0},{"$f":"IF(Summary!$J$380=1,(+Project!AC44-Project!AB44)*$D114,$D114/$D$129*Project!$AC44)","v":0}]
[115,{"$f":"+B8","v":3},"[Settlement B] 3",{"$f":"Consumers!CD11/1000","v":0},0,0,{"$f":"\"k\"&Summary!$G$3","v":"k£"},null,{"$f":"IF(Summary!$J$380=1,(+Project!I45-Project!H45)*$D115,$D115/$D$129*Project!$AC45)","v":0},{"$f":"IF(Summary!$J$380=1,(+Project!J45-Project!I45)*$D115,$D115/$D$129*Project!$AC45)","v":0},{"$f":"IF(Summary!$J$380=1,(+Project!K45-Project!J45)*$D115,$D115/$D$129*Project!$AC45)","v":0},{"$f":"IF(Summary!$J$380=1,(+Project!L45-Project!K45)*$D115,$D115/$D$129*Project!$AC45)","v":0},{"$f":"IF(Summary!$J$380=1,(+Project!M45-Project!L45)*$D115,$D115/$D$129*Project!$AC45)","v":0},{"$f":"IF(Summary!$J$380=1,(+Project!N45-Project!M45)*$D115,$D115/$D$129*Project!$AC45)","v":0},{"$f":"IF(Summary!$J$380=1,(+Project!O45-Project!N45)*$D115,$D115/$D$129*Project!$AC45)","v":0},{"$f":"IF(Summary!$J$380=1,(+Project!P45-Project!O45)*$D115,$D115/$D$129*Project!$AC45)","v":0},{"$f":"IF(Summary!$J$380=1,(+Project!Q45-Project!P45)*$D115,$D115/$D$129*Project!$AC45)","v":0},{"$f":"IF(Summary!$J$380=1,(+Project!R45-Project!Q45)*$D115,$D115/$D$129*Project!$AC45)","v":0},{"$f":"IF(Summary!$J$380=1,(+Project!S45-Project!R45)*$D115,$D115/$D$129*Project!$AC45)","v":0},{"$f":"IF(Summary!$J$380=1,(+Project!T45-Project!S45)*$D115,$D115/$D$129*Project!$AC45)","v":0},{"$f":"IF(Summary!$J$380=1,(+Project!U45-Project!T45)*$D115,$D115/$D$129*Project!$AC45)","v":0},{"$f":"IF(Summary!$J$380=1,(+Project!V45-Project!U45)*$D115,$D115/$D$129*Project!$AC45)","v":0},{"$f":"IF(Summary!$J$380=1,(+Project!W45-Project!V45)*$D115,$D115/$D$129*Project!$AC45)","v":0},{"$f":"IF(Summary!$J$380=1,(+Project!X45-Project!W45)*$D115,$D115/$D$129*Project!$AC45)","v":0},{"$f":"IF(Summary!$J$380=1,(+Project!Y45-Project!X45)*$D115,$D115/$D$129*Project!$AC45)","v":0},{"$f":"IF(Summary!$J$380=1,(+Project!Z45-Project!Y45)*$D115,$D115/$D$129*Project!$AC45)","v":0},{"$f":"IF(Summary!$J$380=1,(+Project!AA45-Project!Z45)*$D115,$D115/$D$129*Project!$AC45)","v":0},{"$f":"IF(Summary!$J$380=1,(+Project!AB45-Project!AA45)*$D115,$D115/$D$129*Project!$AC45)","v":0},{"$f":"IF(Summary!$J$380=1,(+Project!AC45-Project!AB45)*$D115,$D115/$D$129*Project!$AC45)","v":0}]
[116,{"$f":"+B9","v":4},"[Settlement B] 4",{"$f":"Consumers!CD12/1000","v":0},0,0,{"$f":"\"k\"&Summary!$G$3","v":"k£"},null,{"$f":"IF(Summary!$J$380=1,(+Project!I46-Project!H46)*$D116,$D116/$D$129*Project!$AC46)","v":0},{"$f":"IF(Summary!$J$380=1,(+Project!J46-Project!I46)*$D116,$D116/$D$129*Project!$AC46)","v":0},{"$f":"IF(Summary!$J$380=1,(+Project!K46-Project!J46)*$D116,$D116/$D$129*Project!$AC46)","v":0},{"$f":"IF(Summary!$J$380=1,(+Project!L46-Project!K46)*$D116,$D116/$D$129*Project!$AC46)","v":0},{"$f":"IF(Summary!$J$380=1,(+Project!M46-Project!L46)*$D116,$D116/$D$129*Project!$AC46)","v":0},{"$f":"IF(Summary!$J$380=1,(+Project!N46-Project!M46)*$D116,$D116/$D$129*Project!$AC46)","v":0},{"$f":"IF(Summary!$J$380=1,(+Project!O46-Project!N46)*$D116,$D116/$D$129*Project!$AC46)","v":0},{"$f":"IF(Summary!$J$380=1,(+Project!P46-Project!O46)*$D116,$D116/$D$129*Project!$AC46)","v":0},{"$f":"IF(Summary!$J$380=1,(+Project!Q46-Project!P46)*$D116,$D116/$D$129*Project!$AC46)","v":0},{"$f":"IF(Summary!$J$380=1,(+Project!R46-Project!Q46)*$D116,$D116/$D$129*Project!$AC46)","v":0},{"$f":"IF(Summary!$J$380=1,(+Project!S46-Project!R46)*$D116,$D116/$D$129*Project!$AC46)","v":0},{"$f":"IF(Summary!$J$380=1,(+Project!T46-Project!S46)*$D116,$D116/$D$129*Project!$AC46)","v":0},{"$f":"IF(Summary!$J$380=1,(+Project!U46-Project!T46)*$D116,$D116/$D$129*Project!$AC46)","v":0},{"$f":"IF(Summary!$J$380=1,(+Project!V46-Project!U46)*$D116,$D116/$D$129*Project!$AC46)","v":0},{"$f":"IF(Summary!$J$380=1,(+Project!W46-Project!V46)*$D116,$D116/$D$129*Project!$AC46)","v":0},{"$f":"IF(Summary!$J$380=1,(+Project!X46-Project!W46)*$D116,$D116/$D$129*Project!$AC46)","v":0},{"$f":"IF(Summary!$J$380=1,(+Project!Y46-Project!X46)*$D116,$D116/$D$129*Project!$AC46)","v":0},{"$f":"IF(Summary!$J$380=1,(+Project!Z46-Project!Y46)*$D116,$D116/$D$129*Project!$AC46)","v":0},{"$f":"IF(Summary!$J$380=1,(+Project!AA46-Project!Z46)*$D116,$D116/$D$129*Project!$AC46)","v":0},{"$f":"IF(Summary!$J$380=1,(+Project!AB46-Project!AA46)*$D116,$D116/$D$129*Project!$AC46)","v":0},{"$f":"IF(Summary!$J$380=1,(+Project!AC46-Project!AB46)*$D116,$D116/$D$129*Project!$AC46)","v":0}]
[117,{"$f":"+B10","v":5},"[Settlement B] 5",{"$f":"Consumers!CD13/1000","v":0},0,0,{"$f":"\"k\"&Summary!$G$3","v":"k£"},null,{"$f":"IF(Summary!$J$380=1,(+Project!I47-Project!H47)*$D117,$D117/$D$129*Project!$AC47)","v":0},{"$f":"IF(Summary!$J$380=1,(+Project!J47-Project!I47)*$D117,$D117/$D$129*Project!$AC47)","v":0},{"$f":"IF(Summary!$J$380=1,(+Project!K47-Project!J47)*$D117,$D117/$D$129*Project!$AC47)","v":0},{"$f":"IF(Summary!$J$380=1,(+Project!L47-Project!K47)*$D117,$D117/$D$129*Project!$AC47)","v":0},{"$f":"IF(Summary!$J$380=1,(+Project!M47-Project!L47)*$D117,$D117/$D$129*Project!$AC47)","v":0},{"$f":"IF(Summary!$J$380=1,(+Project!N47-Project!M47)*$D117,$D117/$D$129*Project!$AC47)","v":0},{"$f":"IF(Summary!$J$380=1,(+Project!O47-Project!N47)*$D117,$D117/$D$129*Project!$AC47)","v":0},{"$f":"IF(Summary!$J$380=1,(+Project!P47-Project!O47)*$D117,$D117/$D$129*Project!$AC47)","v":0},{"$f":"IF(Summary!$J$380=1,(+Project!Q47-Project!P47)*$D117,$D117/$D$129*Project!$AC47)","v":0},{"$f":"IF(Summary!$J$380=1,(+Project!R47-Project!Q47)*$D117,$D117/$D$129*Project!$AC47)","v":0},{"$f":"IF(Summary!$J$380=1,(+Project!S47-Project!R47)*$D117,$D117/$D$129*Project!$AC47)","v":0},{"$f":"IF(Summary!$J$380=1,(+Project!T47-Project!S47)*$D117,$D117/$D$129*Project!$AC47)","v":0},{"$f":"IF(Summary!$J$380=1,(+Project!U47-Project!T47)*$D117,$D117/$D$129*Project!$AC47)","v":0},{"$f":"IF(Summary!$J$380=1,(+Project!V47-Project!U47)*$D117,$D117/$D$129*Project!$AC47)","v":0},{"$f":"IF(Summary!$J$380=1,(+Project!W47-Project!V47)*$D117,$D117/$D$129*Project!$AC47)","v":0},{"$f":"IF(Summary!$J$380=1,(+Project!X47-Project!W47)*$D117,$D117/$D$129*Project!$AC47)","v":0},{"$f":"IF(Summary!$J$380=1,(+Project!Y47-Project!X47)*$D117,$D117/$D$129*Project!$AC47)","v":0},{"$f":"IF(Summary!$J$380=1,(+Project!Z47-Project!Y47)*$D117,$D117/$D$129*Project!$AC47)","v":0},{"$f":"IF(Summary!$J$380=1,(+Project!AA47-Project!Z47)*$D117,$D117/$D$129*Project!$AC47)","v":0},{"$f":"IF(Summary!$J$380=1,(+Project!AB47-Project!AA47)*$D117,$D117/$D$129*Project!$AC47)","v":0},{"$f":"IF(Summary!$J$380=1,(+Project!AC47-Project!AB47)*$D117,$D117/$D$129*Project!$AC47)","v":0}]
[118,{"$f":"+B11","v":6},"[Settlement B] 6",{"$f":"Consumers!CD14/1000","v":0},0,0,{"$f":"\"k\"&Summary!$G$3","v":"k£"},null,{"$f":"IF(Summary!$J$380=1,(+Project!I48-Project!H48)*$D118,$D118/$D$129*Project!$AC48)","v":0},{"$f":"IF(Summary!$J$380=1,(+Project!J48-Project!I48)*$D118,$D118/$D$129*Project!$AC48)","v":0},{"$f":"IF(Summary!$J$380=1,(+Project!K48-Project!J48)*$D118,$D118/$D$129*Project!$AC48)","v":0},{"$f":"IF(Summary!$J$380=1,(+Project!L48-Project!K48)*$D118,$D118/$D$129*Project!$AC48)","v":0},{"$f":"IF(Summary!$J$380=1,(+Project!M48-Project!L48)*$D118,$D118/$D$129*Project!$AC48)","v":0},{"$f":"IF(Summary!$J$380=1,(+Project!N48-Project!M48)*$D118,$D118/$D$129*Project!$AC48)","v":0},{"$f":"IF(Summary!$J$380=1,(+Project!O48-Project!N48)*$D118,$D118/$D$129*Project!$AC48)","v":0},{"$f":"IF(Summary!$J$380=1,(+Project!P48-Project!O48)*$D118,$D118/$D$129*Project!$AC48)","v":0},{"$f":"IF(Summary!$J$380=1,(+Project!Q48-Project!P48)*$D118,$D118/$D$129*Project!$AC48)","v":0},{"$f":"IF(Summary!$J$380=1,(+Project!R48-Project!Q48)*$D118,$D118/$D$129*Project!$AC48)","v":0},{"$f":"IF(Summary!$J$380=1,(+Project!S48-Project!R48)*$D118,$D118/$D$129*Project!$AC48)","v":0},{"$f":"IF(Summary!$J$380=1,(+Project!T48-Project!S48)*$D118,$D118/$D$129*Project!$AC48)","v":0},{"$f":"IF(Summary!$J$380=1,(+Project!U48-Project!T48)*$D118,$D118/$D$129*Project!$AC48)","v":0},{"$f":"IF(Summary!$J$380=1,(+Project!V48-Project!U48)*$D118,$D118/$D$129*Project!$AC48)","v":0},{"$f":"IF(Summary!$J$380=1,(+Project!W48-Project!V48)*$D118,$D118/$D$129*Project!$AC48)","v":0},{"$f":"IF(Summary!$J$380=1,(+Project!X48-Project!W48)*$D118,$D118/$D$129*Project!$AC48)","v":0},{"$f":"IF(Summary!$J$380=1,(+Project!Y48-Project!X48)*$D118,$D118/$D$129*Project!$AC48)","v":0},{"$f":"IF(Summary!$J$380=1,(+Project!Z48-Project!Y48)*$D118,$D118/$D$129*Project!$AC48)","v":0},{"$f":"IF(Summary!$J$380=1,(+Project!AA48-Project!Z48)*$D118,$D118/$D$129*Project!$AC48)","v":0},{"$f":"IF(Summary!$J$380=1,(+Project!AB48-Project!AA48)*$D118,$D118/$D$129*Project!$AC48)","v":0},{"$f":"IF(Summary!$J$380=1,(+Project!AC48-Project!AB48)*$D118,$D118/$D$129*Project!$AC48)","v":0}]
[119,{"$f":"+B12","v":7},"[Settlement B] 7",{"$f":"Consumers!CD15/1000","v":0},0,0,{"$f":"\"k\"&Summary!$G$3","v":"k£"},null,{"$f":"IF(Summary!$J$380=1,(+Project!I49-Project!H49)*$D119,$D119/$D$129*Project!$AC49)","v":0},{"$f":"IF(Summary!$J$380=1,(+Project!J49-Project!I49)*$D119,$D119/$D$129*Project!$AC49)","v":0},{"$f":"IF(Summary!$J$380=1,(+Project!K49-Project!J49)*$D119,$D119/$D$129*Project!$AC49)","v":0},{"$f":"IF(Summary!$J$380=1,(+Project!L49-Project!K49)*$D119,$D119/$D$129*Project!$AC49)","v":0},{"$f":"IF(Summary!$J$380=1,(+Project!M49-Project!L49)*$D119,$D119/$D$129*Project!$AC49)","v":0},{"$f":"IF(Summary!$J$380=1,(+Project!N49-Project!M49)*$D119,$D119/$D$129*Project!$AC49)","v":0},{"$f":"IF(Summary!$J$380=1,(+Project!O49-Project!N49)*$D119,$D119/$D$129*Project!$AC49)","v":0},{"$f":"IF(Summary!$J$380=1,(+Project!P49-Project!O49)*$D119,$D119/$D$129*Project!$AC49)","v":0},{"$f":"IF(Summary!$J$380=1,(+Project!Q49-Project!P49)*$D119,$D119/$D$129*Project!$AC49)","v":0},{"$f":"IF(Summary!$J$380=1,(+Project!R49-Project!Q49)*$D119,$D119/$D$129*Project!$AC49)","v":0},{"$f":"IF(Summary!$J$380=1,(+Project!S49-Project!R49)*$D119,$D119/$D$129*Project!$AC49)","v":0},{"$f":"IF(Summary!$J$380=1,(+Project!T49-Project!S49)*$D119,$D119/$D$129*Project!$AC49)","v":0},{"$f":"IF(Summary!$J$380=1,(+Project!U49-Project!T49)*$D119,$D119/$D$129*Project!$AC49)","v":0},{"$f":"IF(Summary!$J$380=1,(+Project!V49-Project!U49)*$D119,$D119/$D$129*Project!$AC49)","v":0},{"$f":"IF(Summary!$J$380=1,(+Project!W49-Project!V49)*$D119,$D119/$D$129*Project!$AC49)","v":0},{"$f":"IF(Summary!$J$380=1,(+Project!X49-Project!W49)*$D119,$D119/$D$129*Project!$AC49)","v":0},{"$f":"IF(Summary!$J$380=1,(+Project!Y49-Project!X49)*$D119,$D119/$D$129*Project!$AC49)","v":0},{"$f":"IF(Summary!$J$380=1,(+Project!Z49-Project!Y49)*$D119,$D119/$D$129*Project!$AC49)","v":0},{"$f":"IF(Summary!$J$380=1,(+Project!AA49-Project!Z49)*$D119,$D119/$D$129*Project!$AC49)","v":0},{"$f":"IF(Summary!$J$380=1,(+Project!AB49-Project!AA49)*$D119,$D119/$D$129*Project!$AC49)","v":0},{"$f":"IF(Summary!$J$380=1,(+Project!AC49-Project!AB49)*$D119,$D119/$D$129*Project!$AC49)","v":0}]
[120,{"$f":"+B13","v":8},"[Settlement B] 8",{"$f":"Consumers!CD16/1000","v":0},0,0,{"$f":"\"k\"&Summary!$G$3","v":"k£"},null,{"$f":"IF(Summary!$J$380=1,(+Project!I50-Project!H50)*$D120,$D120/$D$129*Project!$AC50)","v":0},{"$f":"IF(Summary!$J$380=1,(+Project!J50-Project!I50)*$D120,$D120/$D$129*Project!$AC50)","v":0},{"$f":"IF(Summary!$J$380=1,(+Project!K50-Project!J50)*$D120,$D120/$D$129*Project!$AC50)","v":0},{"$f":"IF(Summary!$J$380=1,(+Project!L50-Project!K50)*$D120,$D120/$D$129*Project!$AC50)","v":0},{"$f":"IF(Summary!$J$380=1,(+Project!M50-Project!L50)*$D120,$D120/$D$129*Project!$AC50)","v":0},{"$f":"IF(Summary!$J$380=1,(+Project!N50-Project!M50)*$D120,$D120/$D$129*Project!$AC50)","v":0},{"$f":"IF(Summary!$J$380=1,(+Project!O50-Project!N50)*$D120,$D120/$D$129*Project!$AC50)","v":0},{"$f":"IF(Summary!$J$380=1,(+Project!P50-Project!O50)*$D120,$D120/$D$129*Project!$AC50)","v":0},{"$f":"IF(Summary!$J$380=1,(+Project!Q50-Project!P50)*$D120,$D120/$D$129*Project!$AC50)","v":0},{"$f":"IF(Summary!$J$380=1,(+Project!R50-Project!Q50)*$D120,$D120/$D$129*Project!$AC50)","v":0},{"$f":"IF(Summary!$J$380=1,(+Project!S50-Project!R50)*$D120,$D120/$D$129*Project!$AC50)","v":0},{"$f":"IF(Summary!$J$380=1,(+Project!T50-Project!S50)*$D120,$D120/$D$129*Project!$AC50)","v":0},{"$f":"IF(Summary!$J$380=1,(+Project!U50-Project!T50)*$D120,$D120/$D$129*Project!$AC50)","v":0},{"$f":"IF(Summary!$J$380=1,(+Project!V50-Project!U50)*$D120,$D120/$D$129*Project!$AC50)","v":0},{"$f":"IF(Summary!$J$380=1,(+Project!W50-Project!V50)*$D120,$D120/$D$129*Project!$AC50)","v":0},{"$f":"IF(Summary!$J$380=1,(+Project!X50-Project!W50)*$D120,$D120/$D$129*Project!$AC50)","v":0},{"$f":"IF(Summary!$J$380=1,(+Project!Y50-Project!X50)*$D120,$D120/$D$129*Project!$AC50)","v":0},{"$f":"IF(Summary!$J$380=1,(+Project!Z50-Project!Y50)*$D120,$D120/$D$129*Project!$AC50)","v":0},{"$f":"IF(Summary!$J$380=1,(+Project!AA50-Project!Z50)*$D120,$D120/$D$129*Project!$AC50)","v":0},{"$f":"IF(Summary!$J$380=1,(+Project!AB50-Project!AA50)*$D120,$D120/$D$129*Project!$AC50)","v":0},{"$f":"IF(Summary!$J$380=1,(+Project!AC50-Project!AB50)*$D120,$D120/$D$129*Project!$AC50)","v":0}]
[121,{"$f":"+B14","v":9},"[Settlement A] Master",{"$f":"Consumers!CD17/1000","v":0},0,0,{"$f":"\"k\"&Summary!$G$3","v":"k£"},null,{"$f":"IF(Summary!$J$380=1,(+Project!I51-Project!H51)*$D121,$D121/$D$129*Project!$AC51)","v":0},{"$f":"IF(Summary!$J$380=1,(+Project!J51-Project!I51)*$D121,$D121/$D$129*Project!$AC51)","v":0},{"$f":"IF(Summary!$J$380=1,(+Project!K51-Project!J51)*$D121,$D121/$D$129*Project!$AC51)","v":0},{"$f":"IF(Summary!$J$380=1,(+Project!L51-Project!K51)*$D121,$D121/$D$129*Project!$AC51)","v":0},{"$f":"IF(Summary!$J$380=1,(+Project!M51-Project!L51)*$D121,$D121/$D$129*Project!$AC51)","v":0},{"$f":"IF(Summary!$J$380=1,(+Project!N51-Project!M51)*$D121,$D121/$D$129*Project!$AC51)","v":0},{"$f":"IF(Summary!$J$380=1,(+Project!O51-Project!N51)*$D121,$D121/$D$129*Project!$AC51)","v":0},{"$f":"IF(Summary!$J$380=1,(+Project!P51-Project!O51)*$D121,$D121/$D$129*Project!$AC51)","v":0},{"$f":"IF(Summary!$J$380=1,(+Project!Q51-Project!P51)*$D121,$D121/$D$129*Project!$AC51)","v":0},{"$f":"IF(Summary!$J$380=1,(+Project!R51-Project!Q51)*$D121,$D121/$D$129*Project!$AC51)","v":0},{"$f":"IF(Summary!$J$380=1,(+Project!S51-Project!R51)*$D121,$D121/$D$129*Project!$AC51)","v":0},{"$f":"IF(Summary!$J$380=1,(+Project!T51-Project!S51)*$D121,$D121/$D$129*Project!$AC51)","v":0},{"$f":"IF(Summary!$J$380=1,(+Project!U51-Project!T51)*$D121,$D121/$D$129*Project!$AC51)","v":0},{"$f":"IF(Summary!$J$380=1,(+Project!V51-Project!U51)*$D121,$D121/$D$129*Project!$AC51)","v":0},{"$f":"IF(Summary!$J$380=1,(+Project!W51-Project!V51)*$D121,$D121/$D$129*Project!$AC51)","v":0},{"$f":"IF(Summary!$J$380=1,(+Project!X51-Project!W51)*$D121,$D121/$D$129*Project!$AC51)","v":0},{"$f":"IF(Summary!$J$380=1,(+Project!Y51-Project!X51)*$D121,$D121/$D$129*Project!$AC51)","v":0},{"$f":"IF(Summary!$J$380=1,(+Project!Z51-Project!Y51)*$D121,$D121/$D$129*Project!$AC51)","v":0},{"$f":"IF(Summary!$J$380=1,(+Project!AA51-Project!Z51)*$D121,$D121/$D$129*Project!$AC51)","v":0},{"$f":"IF(Summary!$J$380=1,(+Project!AB51-Project!AA51)*$D121,$D121/$D$129*Project!$AC51)","v":0},{"$f":"IF(Summary!$J$380=1,(+Project!AC51-Project!AB51)*$D121,$D121/$D$129*Project!$AC51)","v":0}]
[122,{"$f":"+B15","v":10},"[Settlement A] 2",{"$f":"Consumers!CD18/1000","v":0},0,0,{"$f":"\"k\"&Summary!$G$3","v":"k£"},null,{"$f":"IF(Summary!$J$380=1,(+Project!I52-Project!H52)*$D122,$D122/$D$129*Project!$AC52)","v":0},{"$f":"IF(Summary!$J$380=1,(+Project!J52-Project!I52)*$D122,$D122/$D$129*Project!$AC52)","v":0},{"$f":"IF(Summary!$J$380=1,(+Project!K52-Project!J52)*$D122,$D122/$D$129*Project!$AC52)","v":0},{"$f":"IF(Summary!$J$380=1,(+Project!L52-Project!K52)*$D122,$D122/$D$129*Project!$AC52)","v":0},{"$f":"IF(Summary!$J$380=1,(+Project!M52-Project!L52)*$D122,$D122/$D$129*Project!$AC52)","v":0},{"$f":"IF(Summary!$J$380=1,(+Project!N52-Project!M52)*$D122,$D122/$D$129*Project!$AC52)","v":0},{"$f":"IF(Summary!$J$380=1,(+Project!O52-Project!N52)*$D122,$D122/$D$129*Project!$AC52)","v":0},{"$f":"IF(Summary!$J$380=1,(+Project!P52-Project!O52)*$D122,$D122/$D$129*Project!$AC52)","v":0},{"$f":"IF(Summary!$J$380=1,(+Project!Q52-Project!P52)*$D122,$D122/$D$129*Project!$AC52)","v":0},{"$f":"IF(Summary!$J$380=1,(+Project!R52-Project!Q52)*$D122,$D122/$D$129*Project!$AC52)","v":0},{"$f":"IF(Summary!$J$380=1,(+Project!S52-Project!R52)*$D122,$D122/$D$129*Project!$AC52)","v":0},{"$f":"IF(Summary!$J$380=1,(+Project!T52-Project!S52)*$D122,$D122/$D$129*Project!$AC52)","v":0},{"$f":"IF(Summary!$J$380=1,(+Project!U52-Project!T52)*$D122,$D122/$D$129*Project!$AC52)","v":0},{"$f":"IF(Summary!$J$380=1,(+Project!V52-Project!U52)*$D122,$D122/$D$129*Project!$AC52)","v":0},{"$f":"IF(Summary!$J$380=1,(+Project!W52-Project!V52)*$D122,$D122/$D$129*Project!$AC52)","v":0},{"$f":"IF(Summary!$J$380=1,(+Project!X52-Project!W52)*$D122,$D122/$D$129*Project!$AC52)","v":0},{"$f":"IF(Summary!$J$380=1,(+Project!Y52-Project!X52)*$D122,$D122/$D$129*Project!$AC52)","v":0},{"$f":"IF(Summary!$J$380=1,(+Project!Z52-Project!Y52)*$D122,$D122/$D$129*Project!$AC52)","v":0},{"$f":"IF(Summary!$J$380=1,(+Project!AA52-Project!Z52)*$D122,$D122/$D$129*Project!$AC52)","v":0},{"$f":"IF(Summary!$J$380=1,(+Project!AB52-Project!AA52)*$D122,$D122/$D$129*Project!$AC52)","v":0},{"$f":"IF(Summary!$J$380=1,(+Project!AC52-Project!AB52)*$D122,$D122/$D$129*Project!$AC52)","v":0}]
[123,{"$f":"+B16","v":11},"[Settlement A] 3",{"$f":"Consumers!CD19/1000","v":0},0,0,{"$f":"\"k\"&Summary!$G$3","v":"k£"},null,{"$f":"IF(Summary!$J$380=1,(+Project!I53-Project!H53)*$D123,$D123/$D$129*Project!$AC53)","v":0},{"$f":"IF(Summary!$J$380=1,(+Project!J53-Project!I53)*$D123,$D123/$D$129*Project!$AC53)","v":0},{"$f":"IF(Summary!$J$380=1,(+Project!K53-Project!J53)*$D123,$D123/$D$129*Project!$AC53)","v":0},{"$f":"IF(Summary!$J$380=1,(+Project!L53-Project!K53)*$D123,$D123/$D$129*Project!$AC53)","v":0},{"$f":"IF(Summary!$J$380=1,(+Project!M53-Project!L53)*$D123,$D123/$D$129*Project!$AC53)","v":0},{"$f":"IF(Summary!$J$380=1,(+Project!N53-Project!M53)*$D123,$D123/$D$129*Project!$AC53)","v":0},{"$f":"IF(Summary!$J$380=1,(+Project!O53-Project!N53)*$D123,$D123/$D$129*Project!$AC53)","v":0},{"$f":"IF(Summary!$J$380=1,(+Project!P53-Project!O53)*$D123,$D123/$D$129*Project!$AC53)","v":0},{"$f":"IF(Summary!$J$380=1,(+Project!Q53-Project!P53)*$D123,$D123/$D$129*Project!$AC53)","v":0},{"$f":"IF(Summary!$J$380=1,(+Project!R53-Project!Q53)*$D123,$D123/$D$129*Project!$AC53)","v":0},{"$f":"IF(Summary!$J$380=1,(+Project!S53-Project!R53)*$D123,$D123/$D$129*Project!$AC53)","v":0},{"$f":"IF(Summary!$J$380=1,(+Project!T53-Project!S53)*$D123,$D123/$D$129*Project!$AC53)","v":0},{"$f":"IF(Summary!$J$380=1,(+Project!U53-Project!T53)*$D123,$D123/$D$129*Project!$AC53)","v":0},{"$f":"IF(Summary!$J$380=1,(+Project!V53-Project!U53)*$D123,$D123/$D$129*Project!$AC53)","v":0},{"$f":"IF(Summary!$J$380=1,(+Project!W53-Project!V53)*$D123,$D123/$D$129*Project!$AC53)","v":0},{"$f":"IF(Summary!$J$380=1,(+Project!X53-Project!W53)*$D123,$D123/$D$129*Project!$AC53)","v":0},{"$f":"IF(Summary!$J$380=1,(+Project!Y53-Project!X53)*$D123,$D123/$D$129*Project!$AC53)","v":0},{"$f":"IF(Summary!$J$380=1,(+Project!Z53-Project!Y53)*$D123,$D123/$D$129*Project!$AC53)","v":0},{"$f":"IF(Summary!$J$380=1,(+Project!AA53-Project!Z53)*$D123,$D123/$D$129*Project!$AC53)","v":0},{"$f":"IF(Summary!$J$380=1,(+Project!AB53-Project!AA53)*$D123,$D123/$D$129*Project!$AC53)","v":0},{"$f":"IF(Summary!$J$380=1,(+Project!AC53-Project!AB53)*$D123,$D123/$D$129*Project!$AC53)","v":0}]
[124,{"$f":"+B17","v":12},"[Settlement A] 4",{"$f":"Consumers!CD20/1000","v":0},0,0,{"$f":"\"k\"&Summary!$G$3","v":"k£"},null,{"$f":"IF(Summary!$J$380=1,(+Project!I54-Project!H54)*$D124,$D124/$D$129*Project!$AC54)","v":0},{"$f":"IF(Summary!$J$380=1,(+Project!J54-Project!I54)*$D124,$D124/$D$129*Project!$AC54)","v":0},{"$f":"IF(Summary!$J$380=1,(+Project!K54-Project!J54)*$D124,$D124/$D$129*Project!$AC54)","v":0},{"$f":"IF(Summary!$J$380=1,(+Project!L54-Project!K54)*$D124,$D124/$D$129*Project!$AC54)","v":0},{"$f":"IF(Summary!$J$380=1,(+Project!M54-Project!L54)*$D124,$D124/$D$129*Project!$AC54)","v":0},{"$f":"IF(Summary!$J$380=1,(+Project!N54-Project!M54)*$D124,$D124/$D$129*Project!$AC54)","v":0},{"$f":"IF(Summary!$J$380=1,(+Project!O54-Project!N54)*$D124,$D124/$D$129*Project!$AC54)","v":0},{"$f":"IF(Summary!$J$380=1,(+Project!P54-Project!O54)*$D124,$D124/$D$129*Project!$AC54)","v":0},{"$f":"IF(Summary!$J$380=1,(+Project!Q54-Project!P54)*$D124,$D124/$D$129*Project!$AC54)","v":0},{"$f":"IF(Summary!$J$380=1,(+Project!R54-Project!Q54)*$D124,$D124/$D$129*Project!$AC54)","v":0},{"$f":"IF(Summary!$J$380=1,(+Project!S54-Project!R54)*$D124,$D124/$D$129*Project!$AC54)","v":0},{"$f":"IF(Summary!$J$380=1,(+Project!T54-Project!S54)*$D124,$D124/$D$129*Project!$AC54)","v":0},{"$f":"IF(Summary!$J$380=1,(+Project!U54-Project!T54)*$D124,$D124/$D$129*Project!$AC54)","v":0},{"$f":"IF(Summary!$J$380=1,(+Project!V54-Project!U54)*$D124,$D124/$D$129*Project!$AC54)","v":0},{"$f":"IF(Summary!$J$380=1,(+Project!W54-Project!V54)*$D124,$D124/$D$129*Project!$AC54)","v":0},{"$f":"IF(Summary!$J$380=1,(+Project!X54-Project!W54)*$D124,$D124/$D$129*Project!$AC54)","v":0},{"$f":"IF(Summary!$J$380=1,(+Project!Y54-Project!X54)*$D124,$D124/$D$129*Project!$AC54)","v":0},{"$f":"IF(Summary!$J$380=1,(+Project!Z54-Project!Y54)*$D124,$D124/$D$129*Project!$AC54)","v":0},{"$f":"IF(Summary!$J$380=1,(+Project!AA54-Project!Z54)*$D124,$D124/$D$129*Project!$AC54)","v":0},{"$f":"IF(Summary!$J$380=1,(+Project!AB54-Project!AA54)*$D124,$D124/$D$129*Project!$AC54)","v":0},{"$f":"IF(Summary!$J$380=1,(+Project!AC54-Project!AB54)*$D124,$D124/$D$129*Project!$AC54)","v":0}]
[125,{"$f":"+B18","v":13},"[Settlement A] 5",{"$f":"Consumers!CD21/1000","v":0},0,0,{"$f":"\"k\"&Summary!$G$3","v":"k£"},null,{"$f":"IF(Summary!$J$380=1,(+Project!I55-Project!H55)*$D125,$D125/$D$129*Project!$AC55)","v":0},{"$f":"IF(Summary!$J$380=1,(+Project!J55-Project!I55)*$D125,$D125/$D$129*Project!$AC55)","v":0},{"$f":"IF(Summary!$J$380=1,(+Project!K55-Project!J55)*$D125,$D125/$D$129*Project!$AC55)","v":0},{"$f":"IF(Summary!$J$380=1,(+Project!L55-Project!K55)*$D125,$D125/$D$129*Project!$AC55)","v":0},{"$f":"IF(Summary!$J$380=1,(+Project!M55-Project!L55)*$D125,$D125/$D$129*Project!$AC55)","v":0},{"$f":"IF(Summary!$J$380=1,(+Project!N55-Project!M55)*$D125,$D125/$D$129*Project!$AC55)","v":0},{"$f":"IF(Summary!$J$380=1,(+Project!O55-Project!N55)*$D125,$D125/$D$129*Project!$AC55)","v":0},{"$f":"IF(Summary!$J$380=1,(+Project!P55-Project!O55)*$D125,$D125/$D$129*Project!$AC55)","v":0},{"$f":"IF(Summary!$J$380=1,(+Project!Q55-Project!P55)*$D125,$D125/$D$129*Project!$AC55)","v":0},{"$f":"IF(Summary!$J$380=1,(+Project!R55-Project!Q55)*$D125,$D125/$D$129*Project!$AC55)","v":0},{"$f":"IF(Summary!$J$380=1,(+Project!S55-Project!R55)*$D125,$D125/$D$129*Project!$AC55)","v":0},{"$f":"IF(Summary!$J$380=1,(+Project!T55-Project!S55)*$D125,$D125/$D$129*Project!$AC55)","v":0},{"$f":"IF(Summary!$J$380=1,(+Project!U55-Project!T55)*$D125,$D125/$D$129*Project!$AC55)","v":0},{"$f":"IF(Summary!$J$380=1,(+Project!V55-Project!U55)*$D125,$D125/$D$129*Project!$AC55)","v":0},{"$f":"IF(Summary!$J$380=1,(+Project!W55-Project!V55)*$D125,$D125/$D$129*Project!$AC55)","v":0},{"$f":"IF(Summary!$J$380=1,(+Project!X55-Project!W55)*$D125,$D125/$D$129*Project!$AC55)","v":0},{"$f":"IF(Summary!$J$380=1,(+Project!Y55-Project!X55)*$D125,$D125/$D$129*Project!$AC55)","v":0},{"$f":"IF(Summary!$J$380=1,(+Project!Z55-Project!Y55)*$D125,$D125/$D$129*Project!$AC55)","v":0},{"$f":"IF(Summary!$J$380=1,(+Project!AA55-Project!Z55)*$D125,$D125/$D$129*Project!$AC55)","v":0},{"$f":"IF(Summary!$J$380=1,(+Project!AB55-Project!AA55)*$D125,$D125/$D$129*Project!$AC55)","v":0},{"$f":"IF(Summary!$J$380=1,(+Project!AC55-Project!AB55)*$D125,$D125/$D$129*Project!$AC55)","v":0}]
[126,{"$f":"+B19","v":14},"[Settlement A] 6",{"$f":"Consumers!CD22/1000","v":0},0,0,{"$f":"\"k\"&Summary!$G$3","v":"k£"},null,{"$f":"IF(Summary!$J$380=1,(+Project!I56-Project!H56)*$D126,$D126/$D$129*Project!$AC56)","v":0},{"$f":"IF(Summary!$J$380=1,(+Project!J56-Project!I56)*$D126,$D126/$D$129*Project!$AC56)","v":0},{"$f":"IF(Summary!$J$380=1,(+Project!K56-Project!J56)*$D126,$D126/$D$129*Project!$AC56)","v":0},{"$f":"IF(Summary!$J$380=1,(+Project!L56-Project!K56)*$D126,$D126/$D$129*Project!$AC56)","v":0},{"$f":"IF(Summary!$J$380=1,(+Project!M56-Project!L56)*$D126,$D126/$D$129*Project!$AC56)","v":0},{"$f":"IF(Summary!$J$380=1,(+Project!N56-Project!M56)*$D126,$D126/$D$129*Project!$AC56)","v":0},{"$f":"IF(Summary!$J$380=1,(+Project!O56-Project!N56)*$D126,$D126/$D$129*Project!$AC56)","v":0},{"$f":"IF(Summary!$J$380=1,(+Project!P56-Project!O56)*$D126,$D126/$D$129*Project!$AC56)","v":0},{"$f":"IF(Summary!$J$380=1,(+Project!Q56-Project!P56)*$D126,$D126/$D$129*Project!$AC56)","v":0},{"$f":"IF(Summary!$J$380=1,(+Project!R56-Project!Q56)*$D126,$D126/$D$129*Project!$AC56)","v":0},{"$f":"IF(Summary!$J$380=1,(+Project!S56-Project!R56)*$D126,$D126/$D$129*Project!$AC56)","v":0},{"$f":"IF(Summary!$J$380=1,(+Project!T56-Project!S56)*$D126,$D126/$D$129*Project!$AC56)","v":0},{"$f":"IF(Summary!$J$380=1,(+Project!U56-Project!T56)*$D126,$D126/$D$129*Project!$AC56)","v":0},{"$f":"IF(Summary!$J$380=1,(+Project!V56-Project!U56)*$D126,$D126/$D$129*Project!$AC56)","v":0},{"$f":"IF(Summary!$J$380=1,(+Project!W56-Project!V56)*$D126,$D126/$D$129*Project!$AC56)","v":0},{"$f":"IF(Summary!$J$380=1,(+Project!X56-Project!W56)*$D126,$D126/$D$129*Project!$AC56)","v":0},{"$f":"IF(Summary!$J$380=1,(+Project!Y56-Project!X56)*$D126,$D126/$D$129*Project!$AC56)","v":0},{"$f":"IF(Summary!$J$380=1,(+Project!Z56-Project!Y56)*$D126,$D126/$D$129*Project!$AC56)","v":0},{"$f":"IF(Summary!$J$380=1,(+Project!AA56-Project!Z56)*$D126,$D126/$D$129*Project!$AC56)","v":0},{"$f":"IF(Summary!$J$380=1,(+Project!AB56-Project!AA56)*$D126,$D126/$D$129*Project!$AC56)","v":0},{"$f":"IF(Summary!$J$380=1,(+Project!AC56-Project!AB56)*$D126,$D126/$D$129*Project!$AC56)","v":0}]
[127,{"$f":"+B20","v":15},"[Settlement A] 7",{"$f":"Consumers!CD23/1000","v":1886.4},1697.7599999999998,1566.001548408095,{"$f":"\"k\"&Summary!$G$3","v":"k£"},null,{"$f":"IF(Summary!$J$380=1,(+Project!I57-Project!H57)*$D127,$D127/$D$129*Project!$AC57)","v":0},{"$f":"IF(Summary!$J$380=1,(+Project!J57-Project!I57)*$D127,$D127/$D$129*Project!$AC57)","v":565.91999999999996},{"$f":"IF(Summary!$J$380=1,(+Project!K57-Project!J57)*$D127,$D127/$D$129*Project!$AC57)","v":377.28000000000003},{"$f":"IF(Summary!$J$380=1,(+Project!L57-Project!K57)*$D127,$D127/$D$129*Project!$AC57)","v":188.63999999999996},{"$f":"IF(Summary!$J$380=1,(+Project!M57-Project!L57)*$D127,$D127/$D$129*Project!$AC57)","v":188.63999999999996},{"$f":"IF(Summary!$J$380=1,(+Project!N57-Project!M57)*$D127,$D127/$D$129*Project!$AC57)","v":188.64000000000019},{"$f":"IF(Summary!$J$380=1,(+Project!O57-Project!N57)*$D127,$D127/$D$129*Project!$AC57)","v":188.63999999999996},{"$f":"IF(Summary!$J$380=1,(+Project!P57-Project!O57)*$D127,$D127/$D$129*Project!$AC57)","v":0},{"$f":"IF(Summary!$J$380=1,(+Project!Q57-Project!P57)*$D127,$D127/$D$129*Project!$AC57)","v":0},{"$f":"IF(Summary!$J$380=1,(+Project!R57-Project!Q57)*$D127,$D127/$D$129*Project!$AC57)","v":0},{"$f":"IF(Summary!$J$380=1,(+Project!S57-Project!R57)*$D127,$D127/$D$129*Project!$AC57)","v":0},{"$f":"IF(Summary!$J$380=1,(+Project!T57-Project!S57)*$D127,$D127/$D$129*Project!$AC57)","v":0},{"$f":"IF(Summary!$J$380=1,(+Project!U57-Project!T57)*$D127,$D127/$D$129*Project!$AC57)","v":0},{"$f":"IF(Summary!$J$380=1,(+Project!V57-Project!U57)*$D127,$D127/$D$129*Project!$AC57)","v":0},{"$f":"IF(Summary!$J$380=1,(+Project!W57-Project!V57)*$D127,$D127/$D$129*Project!$AC57)","v":0},{"$f":"IF(Summary!$J$380=1,(+Project!X57-Project!W57)*$D127,$D127/$D$129*Project!$AC57)","v":0},{"$f":"IF(Summary!$J$380=1,(+Project!Y57-Project!X57)*$D127,$D127/$D$129*Project!$AC57)","v":0},{"$f":"IF(Summary!$J$380=1,(+Project!Z57-Project!Y57)*$D127,$D127/$D$129*Project!$AC57)","v":0},{"$f":"IF(Summary!$J$380=1,(+Project!AA57-Project!Z57)*$D127,$D127/$D$129*Project!$AC57)","v":0},{"$f":"IF(Summary!$J$380=1,(+Project!AB57-Project!AA57)*$D127,$D127/$D$129*Project!$AC57)","v":0},{"$f":"IF(Summary!$J$380=1,(+Project!AC57-Project!AB57)*$D127,$D127/$D$129*Project!$AC57)","v":0}]
[128,"Gas boilers",{"$f":"+B$69","v":"Investments"},{"$f":"SUM(D113:D127)","v":1886.4},{"$f":"+SUM(H128:AC128)","v":1697.7599999999998},1566.001548408095,{"$f":"\"k\"&Summary!$G$3","v":"k£"},null,{"$f":"SUM(I113:I127)","v":0},{"$f":"SUM(J113:J127)","v":565.91999999999996},377.28000000000003,188.63999999999996,188.63999999999996,188.64000000000019,188.63999999999996,0,0,0,0,0,0,0,0,0,0,0,0,0,0]
[129,"Contribution to residual value",null,{"$f":"+Summary!J408","v":20},{"$f":"+SUM(I129:AC129)","v":-235.80000000000007},"",{"$f":"\"k\"&Summary!$G$3","v":"k£"},null,{"$f":"-I128*(1-($AC$1-I$1)/$D129)","v":0},-28.296000000000024,-37.727999999999994,-28.295999999999999,-37.72799999999998,-47.160000000000046,-56.591999999999999,0,0,0,0,0,0,0,0,0,0,0,0,0,0]
[130,"Residual value of individual investments",null,null,null,{"$f":"I130+NPV(+F$68,J130:AC130)","v":-130.5567428371377},{"$f":"\"k\"&Summary!$G$3","v":"k£"},null,0,0,0,0,0,0,0,0,0,0,0,0,0,0,0,0,0,0,0,0,{"$f":"E129","v":-235.80000000000007}]
[131,"Individual investments including residual value",null,null,null,{"$f":"I131+NPV(+F$68,J131:AC131)","v":1435.4448055709574},{"$f":"\"k\"&Summary!$G$3","v":"k£"},null,{"$f":"+I128+I130","v":0},565.91999999999996,377.28000000000003,188.63999999999996,188.63999999999996,188.64000000000019,188.63999999999996,0,0,0,0,0,0,0,0,0,0,0,0,0,{"$f":"+AC128+AC130","v":-235.80000000000007}]
[132]
[133,"Individual investments ",null,{"$f":"+D86+D128","v":{"$error":"#DIV/0!"}},{"$f":"+SUM(I133:AC133)","v":{"$error":"#DIV/0!"}},{"$f":"I133+NPV(+F$68,J133:AC133)","v":{"$error":"#DIV/0!"}},{"$f":"\"k\"&Summary!$G$3","v":"k£"},null,{"$f":"+I86+I107+I128","v":{"$error":"#DIV/0!"}},{"$f":"+J86+J107+J128","v":{"$error":"#DIV/0!"}},{"$error":"#DIV/0!"},{"$error":"#DIV/0!"},{"$error":"#DIV/0!"},{"$error":"#DIV/0!"},{"$error":"#DIV/0!"},{"$error":"#DIV/0!"},{"$error":"#DIV/0!"},{"$error":"#DIV/0!"},{"$error":"#DIV/0!"},{"$error":"#DIV/0!"},{"$error":"#DIV/0!"},{"$error":"#DIV/0!"},{"$error":"#DIV/0!"},{"$error":"#DIV/0!"},{"$error":"#DIV/0!"},{"$error":"#DIV/0!"},{"$error":"#DIV/0!"},{"$error":"#DIV/0!"},{"$error":"#DIV/0!"}]
[134,"Contribution to residual value all individual",null,null,{"$f":"+SUM(I134:AC134)","v":{"$error":"#DIV/0!"}},"",{"$f":"\"k\"&Summary!$G$3","v":"k£"},null,{"$error":"#DIV/0!"},{"$error":"#DIV/0!"},{"$error":"#DIV/0!"},{"$error":"#DIV/0!"},{"$error":"#DIV/0!"},{"$error":"#DIV/0!"},{"$error":"#DIV/0!"},{"$error":"#DIV/0!"},{"$error":"#DIV/0!"},{"$error":"#DIV/0!"},{"$error":"#DIV/0!"},{"$error":"#DIV/0!"},{"$error":"#DIV/0!"},{"$error":"#DIV/0!"},{"$error":"#DIV/0!"},{"$error":"#DIV/0!"},{"$error":"#DIV/0!"},{"$error":"#DIV/0!"},{"$error":"#DIV/0!"},{"$error":"#DIV/0!"},{"$error":"#DIV/0!"}]
[135,"Residual value of individual investments",null,null,null,{"$f":"I135+NPV(+F$68,J135:AC135)","v":{"$error":"#DIV/0!"}},{"$f":"\"k\"&Summary!$G$3","v":"k£"},null,0,0,0,0,0,0,0,0,0,0,0,0,0,0,0,0,0,0,0,0,{"$f":"E134","v":{"$error":"#DIV/0!"}}]
[136,"Individual investments including residual value",null,null,null,{"$f":"I136+NPV(+F$68,J136:AC136)","v":{"$error":"#DIV/0!"}},{"$f":"\"k\"&Summary!$G$3","v":"k£"},null,{"$f":"+I133+I135","v":{"$error":"#DIV/0!"}},{"$error":"#DIV/0!"},{"$error":"#DIV/0!"},{"$error":"#DIV/0!"},{"$error":"#DIV/0!"},{"$error":"#DIV/0!"},{"$error":"#DIV/0!"},{"$error":"#DIV/0!"},{"$error":"#DIV/0!"},{"$error":"#DIV/0!"},{"$error":"#DIV/0!"},{"$error":"#DIV/0!"},{"$error":"#DIV/0!"},{"$error":"#DIV/0!"},{"$error":"#DIV/0!"},{"$error":"#DIV/0!"},{"$error":"#DIV/0!"},{"$error":"#DIV/0!"},{"$error":"#DIV/0!"},{"$error":"#DIV/0!"},{"$f":"+AC133+AC135","v":{"$error":"#DIV/0!"}}]
[137]
[138,"Cost of energy, individual supply",null,{"$f":"\"k\"&Summary!$G$3","v":"k£"},{"$f":"+Summary!$G$3&\"/\"&Summary!$F$3","v":"£/MWh"}]
[139,"Heat Pumps",null,{"$f":"+SUM(I139:AC139)","v":0},{"$f":"+Consumers!BN25","v":0},{"$f":"I139+NPV(+F$68,J139:AC139)","v":0},{"$f":"\"k\"&Summary!$G$3","v":"k£"},null,{"$f":"+I60*$E139/1000","v":0},{"$f":"+J60*$E139/1000","v":0},0,0,0,0,0,0,0,0,0,0,0,0,0,0,0,0,0,0,0]
[140,"Oil boilers",null,{"$f":"+SUM(I140:AC140)","v":0},{"$f":"Summary!J242/Summary!J401","v":100},{"$f":"I140+NPV(+F$68,J140:AC140)","v":0},{"$f":"\"k\"&Summary!$G$3","v":"k£"},null,{"$f":"+I61*$E140/1000","v":0},0,0,0,0,0,0,0,0,0,0,0,0,0,0,0,0,0,0,0,0]
[141,"Gas boilers in average",null,{"$f":"+SUM(I141:AC141)","v":0},{"$f":"+Consumers!CR25","v":0},{"$f":"I141+NPV(+F$68,J141:AC141)","v":0},{"$f":"\"k\"&Summary!$G$3","v":"k£"},null,{"$f":"+I62*$E141/1000","v":0},0,0,0,0,0,0,0,0,0,0,0,0,0,0,0,0,0,0,0,0]
[142,{"$f":"+B138","v":"Cost of energy, individual supply"},null,{"$f":"+SUM(I142:AC142)","v":0},{"$f":"+F142/F63*1000","v":{"$error":"#DIV/0!"}},{"$f":"I142+NPV(+F$68,J142:AC142)","v":0},{"$f":"\"k\"&Summary!$G$3","v":"k£"},null,{"$f":"SUM(I139:I141)","v":0},0,0,0,0,0,0,0,0,0,0,0,0,0,0,0,0,0,0,0,0]
[143]
[144,"Heat incentive, individual supply",null,{"$f":"\"k\"&Summary!$G$3","v":"k£"},{"$f":"+Summary!$G$3&\"/\"&Summary!$F$3","v":"£/MWh"},{"$f":"+Summary!J262","v":10},"years"]
[145,{"$f":"+B139","v":"Heat Pumps"},null,{"$f":"+SUM(I145:AC145)","v":0},{"$f":"+Summary!J266","v":25.4},{"$f":"I145+NPV(+F$68,J145:AC145)","v":0},{"$f":"\"k\"&Summary!$G$3","v":"k£"},null,{"$f":"+I60*$E145/1000","v":0},{"$f":"+IF(J$1<($I$1+$F$144+1),J60*$E145/1000,0)","v":0},0,0,0,0,0,0,0,0,0,0,0,0,0,0,0,0,0,0,0]
[146,{"$f":"+B140","v":"Oil boilers"},null,0,0,0,{"$f":"\"k\"&Summary!$G$3","v":"k£"},null,{"$f":"+I61*$E146/1000","v":0},{"$f":"+IF(J$1<($I$1+$F$144+1),J61*$E146/1000,0)","v":0},0,0,0,0,0,0,0,0,0,0,0,0,0,0,0,0,0,0,0]
[147,"Gas boilers in average",null,0,0,0,{"$f":"\"k\"&Summary!$G$3","v":"k£"},null,{"$f":"+I62*$E147/1000","v":0},{"$f":"+IF(J$1<($I$1+$F$144+1),J62*$E147/1000,0)","v":0},0,0,0,0,0,0,0,0,0,0,0,0,0,0,0,0,0,0,0]
[148,{"$f":"+B144","v":"Heat incentive, individual supply"},null,0,{"$f":"+F148/F63*1000","v":{"$error":"#DIV/0!"}},{"$f":"I148+NPV(+F$68,J148:AC148)","v":0},{"$f":"\"k\"&Summary!$G$3","v":"k£"},null,{"$f":"SUM(I145:I147)","v":0},0,0,0,0,0,0,0,0,0,0,0,0,0,0,0,0,0,0,0,0]
[149]
[150,"Individual ","O&M costs"]
[151,"Heat pump",null,{"$f":"\"k\"&Summary!$G$3&\"/år\"","v":"k£/år"},null,"NPV"]
[152,{"$f":"+B6","v":1},{"$f":"+C6","v":"[Settlement B] 1"},{"$f":"+Consumers!BP9/1000+Consumers!BQ9/1000","v":0},null,{"$f":"I152+NPV(+F$68,J152:AC152)","v":0},{"$f":"\"k\"&Summary!$G$3","v":"k£"},null,{"$f":"+Project!I43*$D152","v":0},{"$f":"+Project!J43*$D152","v":0},{"$f":"+Project!K43*$D152","v":0},{"$f":"+Project!L43*$D152","v":0},{"$f":"+Project!M43*$D152","v":0},{"$f":"+Project!N43*$D152","v":0},{"$f":"+Project!O43*$D152","v":0},{"$f":"+Project!P43*$D152","v":0},{"$f":"+Project!Q43*$D152","v":0},{"$f":"+Project!R43*$D152","v":0},{"$f":"+Project!S43*$D152","v":0},{"$f":"+Project!T43*$D152","v":0},{"$f":"+Project!U43*$D152","v":0},{"$f":"+Project!V43*$D152","v":0},{"$f":"+Project!W43*$D152","v":0},{"$f":"+Project!X43*$D152","v":0},{"$f":"+Project!Y43*$D152","v":0},{"$f":"+Project!Z43*$D152","v":0},{"$f":"+Project!AA43*$D152","v":0},{"$f":"+Project!AB43*$D152","v":0},{"$f":"+Project!AC43*$D152","v":0}]
[153,{"$f":"+B7","v":2},{"$f":"+C7","v":"[Settlement B] 2"},{"$f":"+Consumers!BP10/1000+Consumers!BQ10/1000","v":0},null,0,{"$f":"\"k\"&Summary!$G$3","v":"k£"},null,{"$f":"+Project!I44*$D153","v":0},{"$f":"+Project!J44*$D153","v":0},{"$f":"+Project!K44*$D153","v":0},{"$f":"+Project!L44*$D153","v":0},{"$f":"+Project!M44*$D153","v":0},{"$f":"+Project!N44*$D153","v":0},{"$f":"+Project!O44*$D153","v":0},{"$f":"+Project!P44*$D153","v":0},{"$f":"+Project!Q44*$D153","v":0},{"$f":"+Project!R44*$D153","v":0},{"$f":"+Project!S44*$D153","v":0},{"$f":"+Project!T44*$D153","v":0},{"$f":"+Project!U44*$D153","v":0},{"$f":"+Project!V44*$D153","v":0},{"$f":"+Project!W44*$D153","v":0},{"$f":"+Project!X44*$D153","v":0},{"$f":"+Project!Y44*$D153","v":0},{"$f":"+Project!Z44*$D153","v":0},{"$f":"+Project!AA44*$D153","v":0},{"$f":"+Project!AB44*$D153","v":0},{"$f":"+Project!AC44*$D153","v":0}]
[154,{"$f":"+B8","v":3},"[Settlement B] 3",{"$f":"+Consumers!BP11/1000+Consumers!BQ11/1000","v":0},null,0,{"$f":"\"k\"&Summary!$G$3","v":"k£"},null,{"$f":"+Project!I45*$D154","v":0},{"$f":"+Project!J45*$D154","v":0},{"$f":"+Project!K45*$D154","v":0},{"$f":"+Project!L45*$D154","v":0},{"$f":"+Project!M45*$D154","v":0},{"$f":"+Project!N45*$D154","v":0},{"$f":"+Project!O45*$D154","v":0},{"$f":"+Project!P45*$D154","v":0},{"$f":"+Project!Q45*$D154","v":0},{"$f":"+Project!R45*$D154","v":0},{"$f":"+Project!S45*$D154","v":0},{"$f":"+Project!T45*$D154","v":0},{"$f":"+Project!U45*$D154","v":0},{"$f":"+Project!V45*$D154","v":0},{"$f":"+Project!W45*$D154","v":0},{"$f":"+Project!X45*$D154","v":0},{"$f":"+Project!Y45*$D154","v":0},{"$f":"+Project!Z45*$D154","v":0},{"$f":"+Project!AA45*$D154","v":0},{"$f":"+Project!AB45*$D154","v":0},{"$f":"+Project!AC45*$D154","v":0}]
[155,{"$f":"+B9","v":4},"[Settlement B] 4",{"$f":"+Consumers!BP12/1000+Consumers!BQ12/1000","v":0},null,0,{"$f":"\"k\"&Summary!$G$3","v":"k£"},null,{"$f":"+Project!I46*$D155","v":0},{"$f":"+Project!J46*$D155","v":0},{"$f":"+Project!K46*$D155","v":0},{"$f":"+Project!L46*$D155","v":0},{"$f":"+Project!M46*$D155","v":0},{"$f":"+Project!N46*$D155","v":0},{"$f":"+Project!O46*$D155","v":0},{"$f":"+Project!P46*$D155","v":0},{"$f":"+Project!Q46*$D155","v":0},{"$f":"+Project!R46*$D155","v":0},{"$f":"+Project!S46*$D155","v":0},{"$f":"+Project!T46*$D155","v":0},{"$f":"+Project!U46*$D155","v":0},{"$f":"+Project!V46*$D155","v":0},{"$f":"+Project!W46*$D155","v":0},{"$f":"+Project!X46*$D155","v":0},{"$f":"+Project!Y46*$D155","v":0},{"$f":"+Project!Z46*$D155","v":0},{"$f":"+Project!AA46*$D155","v":0},{"$f":"+Project!AB46*$D155","v":0},{"$f":"+Project!AC46*$D155","v":0}]
[156,{"$f":"+B10","v":5},"[Settlement B] 5",{"$f":"+Consumers!BP13/1000+Consumers!BQ13/1000","v":0},null,0,{"$f":"\"k\"&Summary!$G$3","v":"k£"},null,{"$f":"+Project!I47*$D156","v":0},{"$f":"+Project!J47*$D156","v":0},{"$f":"+Project!K47*$D156","v":0},{"$f":"+Project!L47*$D156","v":0},{"$f":"+Project!M47*$D156","v":0},{"$f":"+Project!N47*$D156","v":0},{"$f":"+Project!O47*$D156","v":0},{"$f":"+Project!P47*$D156","v":0},{"$f":"+Project!Q47*$D156","v":0},{"$f":"+Project!R47*$D156","v":0},{"$f":"+Project!S47*$D156","v":0},{"$f":"+Project!T47*$D156","v":0},{"$f":"+Project!U47*$D156","v":0},{"$f":"+Project!V47*$D156","v":0},{"$f":"+Project!W47*$D156","v":0},{"$f":"+Project!X47*$D156","v":0},{"$f":"+Project!Y47*$D156","v":0},{"$f":"+Project!Z47*$D156","v":0},{"$f":"+Project!AA47*$D156","v":0},{"$f":"+Project!AB47*$D156","v":0},{"$f":"+Project!AC47*$D156","v":0}]
[157,{"$f":"+B11","v":6},"[Settlement B] 6",{"$f":"+Consumers!BP14/1000+Consumers!BQ14/1000","v":0},null,0,{"$f":"\"k\"&Summary!$G$3","v":"k£"},null,{"$f":"+Project!I48*$D157","v":0},{"$f":"+Project!J48*$D157","v":0},{"$f":"+Project!K48*$D157","v":0},{"$f":"+Project!L48*$D157","v":0},{"$f":"+Project!M48*$D157","v":0},{"$f":"+Project!N48*$D157","v":0},{"$f":"+Project!O48*$D157","v":0},{"$f":"+Project!P48*$D157","v":0},{"$f":"+Project!Q48*$D157","v":0},{"$f":"+Project!R48*$D157","v":0},{"$f":"+Project!S48*$D157","v":0},{"$f":"+Project!T48*$D157","v":0},{"$f":"+Project!U48*$D157","v":0},{"$f":"+Project!V48*$D157","v":0},{"$f":"+Project!W48*$D157","v":0},{"$f":"+Project!X48*$D157","v":0},{"$f":"+Project!Y48*$D157","v":0},{"$f":"+Project!Z48*$D157","v":0},{"$f":"+Project!AA48*$D157","v":0},{"$f":"+Project!AB48*$D157","v":0},{"$f":"+Project!AC48*$D157","v":0}]
[158,{"$f":"+B12","v":7},"[Settlement B] 7",{"$f":"+Consumers!BP15/1000+Consumers!BQ15/1000","v":0},null,0,{"$f":"\"k\"&Summary!$G$3","v":"k£"},null,{"$f":"+Project!I49*$D158","v":0},{"$f":"+Project!J49*$D158","v":0},{"$f":"+Project!K49*$D158","v":0},{"$f":"+Project!L49*$D158","v":0},{"$f":"+Project!M49*$D158","v":0},{"$f":"+Project!N49*$D158","v":0},{"$f":"+Project!O49*$D158","v":0},{"$f":"+Project!P49*$D158","v":0},{"$f":"+Project!Q49*$D158","v":0},{"$f":"+Project!R49*$D158","v":0},{"$f":"+Project!S49*$D158","v":0},{"$f":"+Project!T49*$D158","v":0},{"$f":"+Project!U49*$D158","v":0},{"$f":"+Project!V49*$D158","v":0},{"$f":"+Project!W49*$D158","v":0},{"$f":"+Project!X49*$D158","v":0},{"$f":"+Project!Y49*$D158","v":0},{"$f":"+Project!Z49*$D158","v":0},{"$f":"+Project!AA49*$D158","v":0},{"$f":"+Project!AB49*$D158","v":0},{"$f":"+Project!AC49*$D158","v":0}]
[159,{"$f":"+B13","v":8},"[Settlement B] 8",{"$f":"+Consumers!BP16/1000+Consumers!BQ16/1000","v":0},null,0,{"$f":"\"k\"&Summary!$G$3","v":"k£"},null,{"$f":"+Project!I50*$D159","v":0},{"$f":"+Project!J50*$D159","v":0},{"$f":"+Project!K50*$D159","v":0},{"$f":"+Project!L50*$D159","v":0},{"$f":"+Project!M50*$D159","v":0},{"$f":"+Project!N50*$D159","v":0},{"$f":"+Project!O50*$D159","v":0},{"$f":"+Project!P50*$D159","v":0},{"$f":"+Project!Q50*$D159","v":0},{"$f":"+Project!R50*$D159","v":0},{"$f":"+Project!S50*$D159","v":0},{"$f":"+Project!T50*$D159","v":0},{"$f":"+Project!U50*$D159","v":0},{"$f":"+Project!V50*$D159","v":0},{"$f":"+Project!W50*$D159","v":0},{"$f":"+Project!X50*$D159","v":0},{"$f":"+Project!Y50*$D159","v":0},{"$f":"+Project!Z50*$D159","v":0},{"$f":"+Project!AA50*$D159","v":0},{"$f":"+Project!AB50*$D159","v":0},{"$f":"+Project!AC50*$D159","v":0}]
[160,{"$f":"+B14","v":9},"[Settlement A] Master",{"$f":"+Consumers!BP17/1000+Consumers!BQ17/1000","v":0},null,0,{"$f":"\"k\"&Summary!$G$3","v":"k£"},null,{"$f":"+Project!I51*$D160","v":0},{"$f":"+Project!J51*$D160","v":0},{"$f":"+Project!K51*$D160","v":0},{"$f":"+Project!L51*$D160","v":0},{"$f":"+Project!M51*$D160","v":0},{"$f":"+Project!N51*$D160","v":0},{"$f":"+Project!O51*$D160","v":0},{"$f":"+Project!P51*$D160","v":0},{"$f":"+Project!Q51*$D160","v":0},{"$f":"+Project!R51*$D160","v":0},{"$f":"+Project!S51*$D160","v":0},{"$f":"+Project!T51*$D160","v":0},{"$f":"+Project!U51*$D160","v":0},{"$f":"+Project!V51*$D160","v":0},{"$f":"+Project!W51*$D160","v":0},{"$f":"+Project!X51*$D160","v":0},{"$f":"+Project!Y51*$D160","v":0},{"$f":"+Project!Z51*$D160","v":0},{"$f":"+Project!AA51*$D160","v":0},{"$f":"+Project!AB51*$D160","v":0},{"$f":"+Project!AC51*$D160","v":0}]
[161,{"$f":"+B15","v":10},"[Settlement A] 2",{"$f":"+Consumers!BP18/1000+Consumers!BQ18/1000","v":0},null,0,{"$f":"\"k\"&Summary!$G$3","v":"k£"},null,{"$f":"+Project!I52*$D161","v":0},{"$f":"+Project!J52*$D161","v":0},{"$f":"+Project!K52*$D161","v":0},{"$f":"+Project!L52*$D161","v":0},{"$f":"+Project!M52*$D161","v":0},{"$f":"+Project!N52*$D161","v":0},{"$f":"+Project!O52*$D161","v":0},{"$f":"+Project!P52*$D161","v":0},{"$f":"+Project!Q52*$D161","v":0},{"$f":"+Project!R52*$D161","v":0},{"$f":"+Project!S52*$D161","v":0},{"$f":"+Project!T52*$D161","v":0},{"$f":"+Project!U52*$D161","v":0},{"$f":"+Project!V52*$D161","v":0},{"$f":"+Project!W52*$D161","v":0},{"$f":"+Project!X52*$D161","v":0},{"$f":"+Project!Y52*$D161","v":0},{"$f":"+Project!Z52*$D161","v":0},{"$f":"+Project!AA52*$D161","v":0},{"$f":"+Project!AB52*$D161","v":0},{"$f":"+Project!AC52*$D161","v":0}]
[162,{"$f":"+B16","v":11},"[Settlement A] 3",{"$f":"+Consumers!BP19/1000+Consumers!BQ19/1000","v":0},null,0,{"$f":"\"k\"&Summary!$G$3","v":"k£"},null,{"$f":"+Project!I53*$D162","v":0},{"$f":"+Project!J53*$D162","v":0},{"$f":"+Project!K53*$D162","v":0},{"$f":"+Project!L53*$D162","v":0},{"$f":"+Project!M53*$D162","v":0},{"$f":"+Project!N53*$D162","v":0},{"$f":"+Project!O53*$D162","v":0},{"$f":"+Project!P53*$D162","v":0},{"$f":"+Project!Q53*$D162","v":0},{"$f":"+Project!R53*$D162","v":0},{"$f":"+Project!S53*$D162","v":0},{"$f":"+Project!T53*$D162","v":0},{"$f":"+Project!U53*$D162","v":0},{"$f":"+Project!V53*$D162","v":0},{"$f":"+Project!W53*$D162","v":0},{"$f":"+Project!X53*$D162","v":0},{"$f":"+Project!Y53*$D162","v":0},{"$f":"+Project!Z53*$D162","v":0},{"$f":"+Project!AA53*$D162","v":0},{"$f":"+Project!AB53*$D162","v":0},{"$f":"+Project!AC53*$D162","v":0}]
[163,{"$f":"+B17","v":12},"[Settlement A] 4",{"$f":"+Consumers!BP20/1000+Consumers!BQ20/1000","v":0},null,0,{"$f":"\"k\"&Summary!$G$3","v":"k£"},null,{"$f":"+Project!I54*$D163","v":0},{"$f":"+Project!J54*$D163","v":0},{"$f":"+Project!K54*$D163","v":0},{"$f":"+Project!L54*$D163","v":0},{"$f":"+Project!M54*$D163","v":0},{"$f":"+Project!N54*$D163","v":0},{"$f":"+Project!O54*$D163","v":0},{"$f":"+Project!P54*$D163","v":0},{"$f":"+Project!Q54*$D163","v":0},{"$f":"+Project!R54*$D163","v":0},{"$f":"+Project!S54*$D163","v":0},{"$f":"+Project!T54*$D163","v":0},{"$f":"+Project!U54*$D163","v":0},{"$f":"+Project!V54*$D163","v":0},{"$f":"+Project!W54*$D163","v":0},{"$f":"+Project!X54*$D163","v":0},{"$f":"+Project!Y54*$D163","v":0},{"$f":"+Project!Z54*$D163","v":0},{"$f":"+Project!AA54*$D163","v":0},{"$f":"+Project!AB54*$D163","v":0},{"$f":"+Project!AC54*$D163","v":0}]
[164,{"$f":"+B18","v":13},"[Settlement A] 5",{"$f":"+Consumers!BP21/1000+Consumers!BQ21/1000","v":0},null,0,{"$f":"\"k\"&Summary!$G$3","v":"k£"},null,{"$f":"+Project!I55*$D164","v":0},{"$f":"+Project!J55*$D164","v":0},{"$f":"+Project!K55*$D164","v":0},{"$f":"+Project!L55*$D164","v":0},{"$f":"+Project!M55*$D164","v":0},{"$f":"+Project!N55*$D164","v":0},{"$f":"+Project!O55*$D164","v":0},{"$f":"+Project!P55*$D164","v":0},{"$f":"+Project!Q55*$D164","v":0},{"$f":"+Project!R55*$D164","v":0},{"$f":"+Project!S55*$D164","v":0},{"$f":"+Project!T55*$D164","v":0},{"$f":"+Project!U55*$D164","v":0},{"$f":"+Project!V55*$D164","v":0},{"$f":"+Project!W55*$D164","v":0},{"$f":"+Project!X55*$D164","v":0},{"$f":"+Project!Y55*$D164","v":0},{"$f":"+Project!Z55*$D164","v":0},{"$f":"+Project!AA55*$D164","v":0},{"$f":"+Project!AB55*$D164","v":0},{"$f":"+Project!AC55*$D164","v":0}]
[165,{"$f":"+B19","v":14},"[Settlement A] 6",{"$f":"+Consumers!BP22/1000+Consumers!BQ22/1000","v":0},null,0,{"$f":"\"k\"&Summary!$G$3","v":"k£"},null,{"$f":"+Project!I56*$D165","v":0},{"$f":"+Project!J56*$D165","v":0},{"$f":"+Project!K56*$D165","v":0},{"$f":"+Project!L56*$D165","v":0},{"$f":"+Project!M56*$D165","v":0},{"$f":"+Project!N56*$D165","v":0},{"$f":"+Project!O56*$D165","v":0},{"$f":"+Project!P56*$D165","v":0},{"$f":"+Project!Q56*$D165","v":0},{"$f":"+Project!R56*$D165","v":0},{"$f":"+Project!S56*$D165","v":0},{"$f":"+Project!T56*$D165","v":0},{"$f":"+Project!U56*$D165","v":0},{"$f":"+Project!V56*$D165","v":0},{"$f":"+Project!W56*$D165","v":0},{"$f":"+Project!X56*$D165","v":0},{"$f":"+Project!Y56*$D165","v":0},{"$f":"+Project!Z56*$D165","v":0},{"$f":"+Project!AA56*$D165","v":0},{"$f":"+Project!AB56*$D165","v":0},{"$f":"+Project!AC56*$D165","v":0}]
[166,{"$f":"+B20","v":15},"[Settlement A] 7",{"$f":"+Consumers!BP23/1000+Consumers!BQ23/1000","v":0.6},null,7.1349983718505738,{"$f":"\"k\"&Summary!$G$3","v":"k£"},null,{"$f":"+Project!I57*$D166","v":0},{"$f":"+Project!J57*$D166","v":0.18},{"$f":"+Project!K57*$D166","v":0.3},{"$f":"+Project!L57*$D166","v":0.36},{"$f":"+Project!M57*$D166","v":0.42},{"$f":"+Project!N57*$D166","v":0.48},{"$f":"+Project!O57*$D166","v":0.54},{"$f":"+Project!P57*$D166","v":0.54},{"$f":"+Project!Q57*$D166","v":0.54},{"$f":"+Project!R57*$D166","v":0.54},{"$f":"+Project!S57*$D166","v":0.54},{"$f":"+Project!T57*$D166","v":0.54},{"$f":"+Project!U57*$D166","v":0.54},{"$f":"+Project!V57*$D166","v":0.54},{"$f":"+Project!W57*$D166","v":0.54},{"$f":"+Project!X57*$D166","v":0.54},{"$f":"+Project!Y57*$D166","v":0.54},{"$f":"+Project!Z57*$D166","v":0.54},{"$f":"+Project!AA57*$D166","v":0.54},{"$f":"+Project!AB57*$D166","v":0.54},{"$f":"+Project!AC57*$D166","v":0.54}]
[167,"Heat pumps","O&M costs",{"$f":"SUM(D152:D166)","v":0.6},null,7.1349983718505738,{"$f":"\"k\"&Summary!$G$3","v":"k£"},null,{"$f":"SUM(I152:I166)","v":0},{"$f":"SUM(J152:J166)","v":0.18},{"$f":"SUM(K152:K166)","v":0.3},0.36,0.42,0.48,0.54,0.54,0.54,0.54,0.54,0.54,0.54,0.54,0.54,0.54,0.54,0.54,0.54,0.54,{"$f":"SUM(AC152:AC166)","v":0.54}]
[168]
[169,"Oil boilers",null,{"$f":"\"k\"&Summary!$G$3&\"/år\"","v":"k£/år"}]
[170,{"$f":"+B6","v":1},{"$f":"+C6","v":"[Settlement B] 1"},{"$f":"+(Consumers!BY9+Consumers!BZ9)/1000","v":0},null,{"$f":"I170+NPV(+F$68,J170:AC170)","v":0},{"$f":"\"k\"&Summary!$G$3","v":"k£"},null,{"$f":"+Project!I43*$D170","v":0},{"$f":"+Project!J43*$D170","v":0},{"$f":"+Project!K43*$D170","v":0},{"$f":"+Project!L43*$D170","v":0},{"$f":"+Project!M43*$D170","v":0},{"$f":"+Project!N43*$D170","v":0},{"$f":"+Project!O43*$D170","v":0},{"$f":"+Project!P43*$D170","v":0},{"$f":"+Project!Q43*$D170","v":0},{"$f":"+Project!R43*$D170","v":0},{"$f":"+Project!S43*$D170","v":0},{"$f":"+Project!T43*$D170","v":0},{"$f":"+Project!U43*$D170","v":0},{"$f":"+Project!V43*$D170","v":0},{"$f":"+Project!W43*$D170","v":0},{"$f":"+Project!X43*$D170","v":0},{"$f":"+Project!Y43*$D170","v":0},{"$f":"+Project!Z43*$D170","v":0},{"$f":"+Project!AA43*$D170","v":0},{"$f":"+Project!AB43*$D170","v":0},{"$f":"+Project!AC43*$D170","v":0}]
[171,{"$f":"+B7","v":2},{"$f":"+C7","v":"[Settlement B] 2"},{"$f":"+(Consumers!BY10+Consumers!BZ10)/1000","v":0},null,0,{"$f":"\"k\"&Summary!$G$3","v":"k£"},null,{"$f":"+Project!I44*$D171","v":0},{"$f":"+Project!J44*$D171","v":0},{"$f":"+Project!K44*$D171","v":0},{"$f":"+Project!L44*$D171","v":0},{"$f":"+Project!M44*$D171","v":0},{"$f":"+Project!N44*$D171","v":0},{"$f":"+Project!O44*$D171","v":0},{"$f":"+Project!P44*$D171","v":0},{"$f":"+Project!Q44*$D171","v":0},{"$f":"+Project!R44*$D171","v":0},{"$f":"+Project!S44*$D171","v":0},{"$f":"+Project!T44*$D171","v":0},{"$f":"+Project!U44*$D171","v":0},{"$f":"+Project!V44*$D171","v":0},{"$f":"+Project!W44*$D171","v":0},{"$f":"+Project!X44*$D171","v":0},{"$f":"+Project!Y44*$D171","v":0},{"$f":"+Project!Z44*$D171","v":0},{"$f":"+Project!AA44*$D171","v":0},{"$f":"+Project!AB44*$D171","v":0},{"$f":"+Project!AC44*$D171","v":0}]
[172,{"$f":"+B8","v":3},"[Settlement B] 3",{"$f":"+(Consumers!BY11+Consumers!BZ11)/1000","v":0},null,0,{"$f":"\"k\"&Summary!$G$3","v":"k£"},null,{"$f":"+Project!I45*$D172","v":0},{"$f":"+Project!J45*$D172","v":0},{"$f":"+Project!K45*$D172","v":0},{"$f":"+Project!L45*$D172","v":0},{"$f":"+Project!M45*$D172","v":0},{"$f":"+Project!N45*$D172","v":0},{"$f":"+Project!O45*$D172","v":0},{"$f":"+Project!P45*$D172","v":0},{"$f":"+Project!Q45*$D172","v":0},{"$f":"+Project!R45*$D172","v":0},{"$f":"+Project!S45*$D172","v":0},{"$f":"+Project!T45*$D172","v":0},{"$f":"+Project!U45*$D172","v":0},{"$f":"+Project!V45*$D172","v":0},{"$f":"+Project!W45*$D172","v":0},{"$f":"+Project!X45*$D172","v":0},{"$f":"+Project!Y45*$D172","v":0},{"$f":"+Project!Z45*$D172","v":0},{"$f":"+Project!AA45*$D172","v":0},{"$f":"+Project!AB45*$D172","v":0},{"$f":"+Project!AC45*$D172","v":0}]
[173,{"$f":"+B9","v":4},"[Settlement B] 4",{"$f":"+(Consumers!BY12+Consumers!BZ12)/1000","v":0},null,0,{"$f":"\"k\"&Summary!$G$3","v":"k£"},null,{"$f":"+Project!I46*$D173","v":0},{"$f":"+Project!J46*$D173","v":0},{"$f":"+Project!K46*$D173","v":0},{"$f":"+Project!L46*$D173","v":0},{"$f":"+Project!M46*$D173","v":0},{"$f":"+Project!N46*$D173","v":0},{"$f":"+Project!O46*$D173","v":0},{"$f":"+Project!P46*$D173","v":0},{"$f":"+Project!Q46*$D173","v":0},{"$f":"+Project!R46*$D173","v":0},{"$f":"+Project!S46*$D173","v":0},{"$f":"+Project!T46*$D173","v":0},{"$f":"+Project!U46*$D173","v":0},{"$f":"+Project!V46*$D173","v":0},{"$f":"+Project!W46*$D173","v":0},{"$f":"+Project!X46*$D173","v":0},{"$f":"+Project!Y46*$D173","v":0},{"$f":"+Project!Z46*$D173","v":0},{"$f":"+Project!AA46*$D173","v":0},{"$f":"+Project!AB46*$D173","v":0},{"$f":"+Project!AC46*$D173","v":0}]
[174,{"$f":"+B10","v":5},"[Settlement B] 5",{"$f":"+(Consumers!BY13+Consumers!BZ13)/1000","v":0},null,0,{"$f":"\"k\"&Summary!$G$3","v":"k£"},null,{"$f":"+Project!I47*$D174","v":0},{"$f":"+Project!J47*$D174","v":0},{"$f":"+Project!K47*$D174","v":0},{"$f":"+Project!L47*$D174","v":0},{"$f":"+Project!M47*$D174","v":0},{"$f":"+Project!N47*$D174","v":0},{"$f":"+Project!O47*$D174","v":0},{"$f":"+Project!P47*$D174","v":0},{"$f":"+Project!Q47*$D174","v":0},{"$f":"+Project!R47*$D174","v":0},{"$f":"+Project!S47*$D174","v":0},{"$f":"+Project!T47*$D174","v":0},{"$f":"+Project!U47*$D174","v":0},{"$f":"+Project!V47*$D174","v":0},{"$f":"+Project!W47*$D174","v":0},{"$f":"+Project!X47*$D174","v":0},{"$f":"+Project!Y47*$D174","v":0},{"$f":"+Project!Z47*$D174","v":0},{"$f":"+Project!AA47*$D174","v":0},{"$f":"+Project!AB47*$D174","v":0},{"$f":"+Project!AC47*$D174","v":0}]
[175,{"$f":"+B11","v":6},"[Settlement B] 6",{"$f":"+(Consumers!BY14+Consumers!BZ14)/1000","v":0},null,0,{"$f":"\"k\"&Summary!$G$3","v":"k£"},null,{"$f":"+Project!I48*$D175","v":0},{"$f":"+Project!J48*$D175","v":0},{"$f":"+Project!K48*$D175","v":0},{"$f":"+Project!L48*$D175","v":0},{"$f":"+Project!M48*$D175","v":0},{"$f":"+Project!N48*$D175","v":0},{"$f":"+Project!O48*$D175","v":0},{"$f":"+Project!P48*$D175","v":0},{"$f":"+Project!Q48*$D175","v":0},{"$f":"+Project!R48*$D175","v":0},{"$f":"+Project!S48*$D175","v":0},{"$f":"+Project!T48*$D175","v":0},{"$f":"+Project!U48*$D175","v":0},{"$f":"+Project!V48*$D175","v":0},{"$f":"+Project!W48*$D175","v":0},{"$f":"+Project!X48*$D175","v":0},{"$f":"+Project!Y48*$D175","v":0},{"$f":"+Project!Z48*$D175","v":0},{"$f":"+Project!AA48*$D175","v":0},{"$f":"+Project!AB48*$D175","v":0},{"$f":"+Project!AC48*$D175","v":0}]
[176,{"$f":"+B12","v":7},"[Settlement B] 7",{"$f":"+(Consumers!BY15+Consumers!BZ15)/1000","v":0},null,0,{"$f":"\"k\"&Summary!$G$3","v":"k£"},null,{"$f":"+Project!I49*$D176","v":0},{"$f":"+Project!J49*$D176","v":0},{"$f":"+Project!K49*$D176","v":0},{"$f":"+Project!L49*$D176","v":0},{"$f":"+Project!M49*$D176","v":0},{"$f":"+Project!N49*$D176","v":0},{"$f":"+Project!O49*$D176","v":0},{"$f":"+Project!P49*$D176","v":0},{"$f":"+Project!Q49*$D176","v":0},{"$f":"+Project!R49*$D176","v":0},{"$f":"+Project!S49*$D176","v":0},{"$f":"+Project!T49*$D176","v":0},{"$f":"+Project!U49*$D176","v":0},{"$f":"+Project!V49*$D176","v":0},{"$f":"+Project!W49*$D176","v":0},{"$f":"+Project!X49*$D176","v":0},{"$f":"+Project!Y49*$D176","v":0},{"$f":"+Project!Z49*$D176","v":0},{"$f":"+Project!AA49*$D176","v":0},{"$f":"+Project!AB49*$D176","v":0},{"$f":"+Project!AC49*$D176","v":0}]
[177,{"$f":"+B13","v":8},"[Settlement B] 8",{"$f":"+(Consumers!BY16+Consumers!BZ16)/1000","v":0},null,0,{"$f":"\"k\"&Summary!$G$3","v":"k£"},null,{"$f":"+Project!I50*$D177","v":0},{"$f":"+Project!J50*$D177","v":0},{"$f":"+Project!K50*$D177","v":0},{"$f":"+Project!L50*$D177","v":0},{"$f":"+Project!M50*$D177","v":0},{"$f":"+Project!N50*$D177","v":0},{"$f":"+Project!O50*$D177","v":0},{"$f":"+Project!P50*$D177","v":0},{"$f":"+Project!Q50*$D177","v":0},{"$f":"+Project!R50*$D177","v":0},{"$f":"+Project!S50*$D177","v":0},{"$f":"+Project!T50*$D177","v":0},{"$f":"+Project!U50*$D177","v":0},{"$f":"+Project!V50*$D177","v":0},{"$f":"+Project!W50*$D177","v":0},{"$f":"+Project!X50*$D177","v":0},{"$f":"+Project!Y50*$D177","v":0},{"$f":"+Project!Z50*$D177","v":0},{"$f":"+Project!AA50*$D177","v":0},{"$f":"+Project!AB50*$D177","v":0},{"$f":"+Project!AC50*$D177","v":0}]
[178,{"$f":"+B14","v":9},"[Settlement A] Master",{"$f":"+(Consumers!BY17+Consumers!BZ17)/1000","v":0},null,0,{"$f":"\"k\"&Summary!$G$3","v":"k£"},null,{"$f":"+Project!I51*$D178","v":0},{"$f":"+Project!J51*$D178","v":0},{"$f":"+Project!K51*$D178","v":0},{"$f":"+Project!L51*$D178","v":0},{"$f":"+Project!M51*$D178","v":0},{"$f":"+Project!N51*$D178","v":0},{"$f":"+Project!O51*$D178","v":0},{"$f":"+Project!P51*$D178","v":0},{"$f":"+Project!Q51*$D178","v":0},{"$f":"+Project!R51*$D178","v":0},{"$f":"+Project!S51*$D178","v":0},{"$f":"+Project!T51*$D178","v":0},{"$f":"+Project!U51*$D178","v":0},{"$f":"+Project!V51*$D178","v":0},{"$f":"+Project!W51*$D178","v":0},{"$f":"+Project!X51*$D178","v":0},{"$f":"+Project!Y51*$D178","v":0},{"$f":"+Project!Z51*$D178","v":0},{"$f":"+Project!AA51*$D178","v":0},{"$f":"+Project!AB51*$D178","v":0},{"$f":"+Project!AC51*$D178","v":0}]
[179,{"$f":"+B15","v":10},"[Settlement A] 2",{"$f":"+(Consumers!BY18+Consumers!BZ18)/1000","v":0},null,0,{"$f":"\"k\"&Summary!$G$3","v":"k£"},null,{"$f":"+Project!I52*$D179","v":0},{"$f":"+Project!J52*$D179","v":0},{"$f":"+Project!K52*$D179","v":0},{"$f":"+Project!L52*$D179","v":0},{"$f":"+Project!M52*$D179","v":0},{"$f":"+Project!N52*$D179","v":0},{"$f":"+Project!O52*$D179","v":0},{"$f":"+Project!P52*$D179","v":0},{"$f":"+Project!Q52*$D179","v":0},{"$f":"+Project!R52*$D179","v":0},{"$f":"+Project!S52*$D179","v":0},{"$f":"+Project!T52*$D179","v":0},{"$f":"+Project!U52*$D179","v":0},{"$f":"+Project!V52*$D179","v":0},{"$f":"+Project!W52*$D179","v":0},{"$f":"+Project!X52*$D179","v":0},{"$f":"+Project!Y52*$D179","v":0},{"$f":"+Project!Z52*$D179","v":0},{"$f":"+Project!AA52*$D179","v":0},{"$f":"+Project!AB52*$D179","v":0},{"$f":"+Project!AC52*$D179","v":0}]
[180,{"$f":"+B16","v":11},"[Settlement A] 3",{"$f":"+(Consumers!BY19+Consumers!BZ19)/1000","v":0},null,0,{"$f":"\"k\"&Summary!$G$3","v":"k£"},null,{"$f":"+Project!I53*$D180","v":0},{"$f":"+Project!J53*$D180","v":0},{"$f":"+Project!K53*$D180","v":0},{"$f":"+Project!L53*$D180","v":0},{"$f":"+Project!M53*$D180","v":0},{"$f":"+Project!N53*$D180","v":0},{"$f":"+Project!O53*$D180","v":0},{"$f":"+Project!P53*$D180","v":0},{"$f":"+Project!Q53*$D180","v":0},{"$f":"+Project!R53*$D180","v":0},{"$f":"+Project!S53*$D180","v":0},{"$f":"+Project!T53*$D180","v":0},{"$f":"+Project!U53*$D180","v":0},{"$f":"+Project!V53*$D180","v":0},{"$f":"+Project!W53*$D180","v":0},{"$f":"+Project!X53*$D180","v":0},{"$f":"+Project!Y53*$D180","v":0},{"$f":"+Project!Z53*$D180","v":0},{"$f":"+Project!AA53*$D180","v":0},{"$f":"+Project!AB53*$D180","v":0},{"$f":"+Project!AC53*$D180","v":0}]
[181,{"$f":"+B17","v":12},"[Settlement A] 4",{"$f":"+(Consumers!BY20+Consumers!BZ20)/1000","v":0},null,0,{"$f":"\"k\"&Summary!$G$3","v":"k£"},null,{"$f":"+Project!I54*$D181","v":0},{"$f":"+Project!J54*$D181","v":0},{"$f":"+Project!K54*$D181","v":0},{"$f":"+Project!L54*$D181","v":0},{"$f":"+Project!M54*$D181","v":0},{"$f":"+Project!N54*$D181","v":0},{"$f":"+Project!O54*$D181","v":0},{"$f":"+Project!P54*$D181","v":0},{"$f":"+Project!Q54*$D181","v":0},{"$f":"+Project!R54*$D181","v":0},{"$f":"+Project!S54*$D181","v":0},{"$f":"+Project!T54*$D181","v":0},{"$f":"+Project!U54*$D181","v":0},{"$f":"+Project!V54*$D181","v":0},{"$f":"+Project!W54*$D181","v":0},{"$f":"+Project!X54*$D181","v":0},{"$f":"+Project!Y54*$D181","v":0},{"$f":"+Project!Z54*$D181","v":0},{"$f":"+Project!AA54*$D181","v":0},{"$f":"+Project!AB54*$D181","v":0},{"$f":"+Project!AC54*$D181","v":0}]
[182,{"$f":"+B18","v":13},"[Settlement A] 5",{"$f":"+(Consumers!BY21+Consumers!BZ21)/1000","v":0},null,0,{"$f":"\"k\"&Summary!$G$3","v":"k£"},null,{"$f":"+Project!I55*$D182","v":0},{"$f":"+Project!J55*$D182","v":0},{"$f":"+Project!K55*$D182","v":0},{"$f":"+Project!L55*$D182","v":0},{"$f":"+Project!M55*$D182","v":0},{"$f":"+Project!N55*$D182","v":0},{"$f":"+Project!O55*$D182","v":0},{"$f":"+Project!P55*$D182","v":0},{"$f":"+Project!Q55*$D182","v":0},{"$f":"+Project!R55*$D182","v":0},{"$f":"+Project!S55*$D182","v":0},{"$f":"+Project!T55*$D182","v":0},{"$f":"+Project!U55*$D182","v":0},{"$f":"+Project!V55*$D182","v":0},{"$f":"+Project!W55*$D182","v":0},{"$f":"+Project!X55*$D182","v":0},{"$f":"+Project!Y55*$D182","v":0},{"$f":"+Project!Z55*$D182","v":0},{"$f":"+Project!AA55*$D182","v":0},{"$f":"+Project!AB55*$D182","v":0},{"$f":"+Project!AC55*$D182","v":0}]
[183,{"$f":"+B19","v":14},"[Settlement A] 6",{"$f":"+(Consumers!BY22+Consumers!BZ22)/1000","v":0},null,0,{"$f":"\"k\"&Summary!$G$3","v":"k£"},null,{"$f":"+Project!I56*$D183","v":0},{"$f":"+Project!J56*$D183","v":0},{"$f":"+Project!K56*$D183","v":0},{"$f":"+Project!L56*$D183","v":0},{"$f":"+Project!M56*$D183","v":0},{"$f":"+Project!N56*$D183","v":0},{"$f":"+Project!O56*$D183","v":0},{"$f":"+Project!P56*$D183","v":0},{"$f":"+Project!Q56*$D183","v":0},{"$f":"+Project!R56*$D183","v":0},{"$f":"+Project!S56*$D183","v":0},{"$f":"+Project!T56*$D183","v":0},{"$f":"+Project!U56*$D183","v":0},{"$f":"+Project!V56*$D183","v":0},{"$f":"+Project!W56*$D183","v":0},{"$f":"+Project!X56*$D183","v":0},{"$f":"+Project!Y56*$D183","v":0},{"$f":"+Project!Z56*$D183","v":0},{"$f":"+Project!AA56*$D183","v":0},{"$f":"+Project!AB56*$D183","v":0},{"$f":"+Project!AC56*$D183","v":0}]
[{"$f":"+A183+1","v":184},{"$f":"+B20","v":15},"[Settlement A] 7",{"$f":"+(Consumers!BY23+Consumers!BZ23)/1000","v":0},null,0,{"$f":"\"k\"&Summary!$G$3","v":"k£"},null,{"$f":"+Project!I57*$D184","v":0},{"$f":"+Project!J57*$D184","v":0},{"$f":"+Project!K57*$D184","v":0},{"$f":"+Project!L57*$D184","v":0},{"$f":"+Project!M57*$D184","v":0},{"$f":"+Project!N57*$D184","v":0},{"$f":"+Project!O57*$D184","v":0},{"$f":"+Project!P57*$D184","v":0},{"$f":"+Project!Q57*$D184","v":0},{"$f":"+Project!R57*$D184","v":0},{"$f":"+Project!S57*$D184","v":0},{"$f":"+Project!T57*$D184","v":0},{"$f":"+Project!U57*$D184","v":0},{"$f":"+Project!V57*$D184","v":0},{"$f":"+Project!W57*$D184","v":0},{"$f":"+Project!X57*$D184","v":0},{"$f":"+Project!Y57*$D184","v":0},{"$f":"+Project!Z57*$D184","v":0},{"$f":"+Project!AA57*$D184","v":0},{"$f":"+Project!AB57*$D184","v":0},{"$f":"+Project!AC57*$D184","v":0}]
[185,"Oil boilers","O&M costs",null,null,0,{"$f":"\"k\"&Summary!$G$3","v":"k£"},null,{"$f":"SUM(I170:I184)","v":0},{"$f":"SUM(J170:J184)","v":0},0,0,0,0,0,0,0,0,0,0,0,0,0,0,0,0,0,0,0]
[186]
[187,"Gas boilers",null,{"$f":"\"k\"&Summary!$G$3&\"/år\"","v":"k£/år"},null,"NPV"]
[188,{"$f":"+B6","v":1},{"$f":"+C6","v":"[Settlement B] 1"},{"$f":"Consumers!CS9/1000+Consumers!CT9/1000","v":0},null,{"$f":"I188+NPV(+F$68,J188:AC188)","v":0},{"$f":"\"k\"&Summary!$G$3","v":"k£"},null,{"$f":"+Project!I43*$D188","v":0},{"$f":"+Project!J43*$D188","v":0},{"$f":"+Project!K43*$D188","v":0},{"$f":"+Project!L43*$D188","v":0},{"$f":"+Project!M43*$D188","v":0},{"$f":"+Project!N43*$D188","v":0},{"$f":"+Project!O43*$D188","v":0},{"$f":"+Project!P43*$D188","v":0},{"$f":"+Project!Q43*$D188","v":0},{"$f":"+Project!R43*$D188","v":0},{"$f":"+Project!S43*$D188","v":0},{"$f":"+Project!T43*$D188","v":0},{"$f":"+Project!U43*$D188","v":0},{"$f":"+Project!V43*$D188","v":0},{"$f":"+Project!W43*$D188","v":0},{"$f":"+Project!X43*$D188","v":0},{"$f":"+Project!Y43*$D188","v":0},{"$f":"+Project!Z43*$D188","v":0},{"$f":"+Project!AA43*$D188","v":0},{"$f":"+Project!AB43*$D188","v":0},{"$f":"+Project!AC43*$D188","v":0}]
[189,{"$f":"+B7","v":2},{"$f":"+C7","v":"[Settlement B] 2"},{"$f":"Consumers!CS10/1000+Consumers!CT10/1000","v":0},null,0,{"$f":"\"k\"&Summary!$G$3","v":"k£"},null,{"$f":"+Project!I44*$D189","v":0},{"$f":"+Project!J44*$D189","v":0},{"$f":"+Project!K44*$D189","v":0},{"$f":"+Project!L44*$D189","v":0},{"$f":"+Project!M44*$D189","v":0},{"$f":"+Project!N44*$D189","v":0},{"$f":"+Project!O44*$D189","v":0},{"$f":"+Project!P44*$D189","v":0},{"$f":"+Project!Q44*$D189","v":0},{"$f":"+Project!R44*$D189","v":0},{"$f":"+Project!S44*$D189","v":0},{"$f":"+Project!T44*$D189","v":0},{"$f":"+Project!U44*$D189","v":0},{"$f":"+Project!V44*$D189","v":0},{"$f":"+Project!W44*$D189","v":0},{"$f":"+Project!X44*$D189","v":0},{"$f":"+Project!Y44*$D189","v":0},{"$f":"+Project!Z44*$D189","v":0},{"$f":"+Project!AA44*$D189","v":0},{"$f":"+Project!AB44*$D189","v":0},{"$f":"+Project!AC44*$D189","v":0}]
[190,{"$f":"+B8","v":3},"[Settlement B] 3",{"$f":"Consumers!CS11/1000+Consumers!CT11/1000","v":0},null,0,{"$f":"\"k\"&Summary!$G$3","v":"k£"},null,{"$f":"+Project!I45*$D190","v":0},{"$f":"+Project!J45*$D190","v":0},{"$f":"+Project!K45*$D190","v":0},{"$f":"+Project!L45*$D190","v":0},{"$f":"+Project!M45*$D190","v":0},{"$f":"+Project!N45*$D190","v":0},{"$f":"+Project!O45*$D190","v":0},{"$f":"+Project!P45*$D190","v":0},{"$f":"+Project!Q45*$D190","v":0},{"$f":"+Project!R45*$D190","v":0},{"$f":"+Project!S45*$D190","v":0},{"$f":"+Project!T45*$D190","v":0},{"$f":"+Project!U45*$D190","v":0},{"$f":"+Project!V45*$D190","v":0},{"$f":"+Project!W45*$D190","v":0},{"$f":"+Project!X45*$D190","v":0},{"$f":"+Project!Y45*$D190","v":0},{"$f":"+Project!Z45*$D190","v":0},{"$f":"+Project!AA45*$D190","v":0},{"$f":"+Project!AB45*$D190","v":0},{"$f":"+Project!AC45*$D190","v":0}]
[191,{"$f":"+B9","v":4},"[Settlement B] 4",{"$f":"Consumers!CS12/1000+Consumers!CT12/1000","v":0},null,0,{"$f":"\"k\"&Summary!$G$3","v":"k£"},null,{"$f":"+Project!I46*$D191","v":0},{"$f":"+Project!J46*$D191","v":0},{"$f":"+Project!K46*$D191","v":0},{"$f":"+Project!L46*$D191","v":0},{"$f":"+Project!M46*$D191","v":0},{"$f":"+Project!N46*$D191","v":0},{"$f":"+Project!O46*$D191","v":0},{"$f":"+Project!P46*$D191","v":0},{"$f":"+Project!Q46*$D191","v":0},{"$f":"+Project!R46*$D191","v":0},{"$f":"+Project!S46*$D191","v":0},{"$f":"+Project!T46*$D191","v":0},{"$f":"+Project!U46*$D191","v":0},{"$f":"+Project!V46*$D191","v":0},{"$f":"+Project!W46*$D191","v":0},{"$f":"+Project!X46*$D191","v":0},{"$f":"+Project!Y46*$D191","v":0},{"$f":"+Project!Z46*$D191","v":0},{"$f":"+Project!AA46*$D191","v":0},{"$f":"+Project!AB46*$D191","v":0},{"$f":"+Project!AC46*$D191","v":0}]
[192,{"$f":"+B10","v":5},"[Settlement B] 5",{"$f":"Consumers!CS13/1000+Consumers!CT13/1000","v":0},null,0,{"$f":"\"k\"&Summary!$G$3","v":"k£"},null,{"$f":"+Project!I47*$D192","v":0},{"$f":"+Project!J47*$D192","v":0},{"$f":"+Project!K47*$D192","v":0},{"$f":"+Project!L47*$D192","v":0},{"$f":"+Project!M47*$D192","v":0},{"$f":"+Project!N47*$D192","v":0},{"$f":"+Project!O47*$D192","v":0},{"$f":"+Project!P47*$D192","v":0},{"$f":"+Project!Q47*$D192","v":0},{"$f":"+Project!R47*$D192","v":0},{"$f":"+Project!S47*$D192","v":0},{"$f":"+Project!T47*$D192","v":0},{"$f":"+Project!U47*$D192","v":0},{"$f":"+Project!V47*$D192","v":0},{"$f":"+Project!W47*$D192","v":0},{"$f":"+Project!X47*$D192","v":0},{"$f":"+Project!Y47*$D192","v":0},{"$f":"+Project!Z47*$D192","v":0},{"$f":"+Project!AA47*$D192","v":0},{"$f":"+Project!AB47*$D192","v":0},{"$f":"+Project!AC47*$D192","v":0}]
[193,{"$f":"+B11","v":6},"[Settlement B] 6",{"$f":"Consumers!CS14/1000+Consumers!CT14/1000","v":0},null,0,{"$f":"\"k\"&Summary!$G$3","v":"k£"},null,{"$f":"+Project!I48*$D193","v":0},{"$f":"+Project!J48*$D193","v":0},{"$f":"+Project!K48*$D193","v":0},{"$f":"+Project!L48*$D193","v":0},{"$f":"+Project!M48*$D193","v":0},{"$f":"+Project!N48*$D193","v":0},{"$f":"+Project!O48*$D193","v":0},{"$f":"+Project!P48*$D193","v":0},{"$f":"+Project!Q48*$D193","v":0},{"$f":"+Project!R48*$D193","v":0},{"$f":"+Project!S48*$D193","v":0},{"$f":"+Project!T48*$D193","v":0},{"$f":"+Project!U48*$D193","v":0},{"$f":"+Project!V48*$D193","v":0},{"$f":"+Project!W48*$D193","v":0},{"$f":"+Project!X48*$D193","v":0},{"$f":"+Project!Y48*$D193","v":0},{"$f":"+Project!Z48*$D193","v":0},{"$f":"+Project!AA48*$D193","v":0},{"$f":"+Project!AB48*$D193","v":0},{"$f":"+Project!AC48*$D193","v":0}]
[194,{"$f":"+B12","v":7},"[Settlement B] 7",{"$f":"Consumers!CS15/1000+Consumers!CT15/1000","v":0},null,0,{"$f":"\"k\"&Summary!$G$3","v":"k£"},null,{"$f":"+Project!I49*$D194","v":0},{"$f":"+Project!J49*$D194","v":0},{"$f":"+Project!K49*$D194","v":0},{"$f":"+Project!L49*$D194","v":0},{"$f":"+Project!M49*$D194","v":0},{"$f":"+Project!N49*$D194","v":0},{"$f":"+Project!O49*$D194","v":0},{"$f":"+Project!P49*$D194","v":0},{"$f":"+Project!Q49*$D194","v":0},{"$f":"+Project!R49*$D194","v":0},{"$f":"+Project!S49*$D194","v":0},{"$f":"+Project!T49*$D194","v":0},{"$f":"+Project!U49*$D194","v":0},{"$f":"+Project!V49*$D194","v":0},{"$f":"+Project!W49*$D194","v":0},{"$f":"+Project!X49*$D194","v":0},{"$f":"+Project!Y49*$D194","v":0},{"$f":"+Project!Z49*$D194","v":0},{"$f":"+Project!AA49*$D194","v":0},{"$f":"+Project!AB49*$D194","v":0},{"$f":"+Project!AC49*$D194","v":0}]
[195,{"$f":"+B13","v":8},"[Settlement B] 8",{"$f":"Consumers!CS16/1000+Consumers!CT16/1000","v":0},null,0,{"$f":"\"k\"&Summary!$G$3","v":"k£"},null,{"$f":"+Project!I50*$D195","v":0},{"$f":"+Project!J50*$D195","v":0},{"$f":"+Project!K50*$D195","v":0},{"$f":"+Project!L50*$D195","v":0},{"$f":"+Project!M50*$D195","v":0},{"$f":"+Project!N50*$D195","v":0},{"$f":"+Project!O50*$D195","v":0},{"$f":"+Project!P50*$D195","v":0},{"$f":"+Project!Q50*$D195","v":0},{"$f":"+Project!R50*$D195","v":0},{"$f":"+Project!S50*$D195","v":0},{"$f":"+Project!T50*$D195","v":0},{"$f":"+Project!U50*$D195","v":0},{"$f":"+Project!V50*$D195","v":0},{"$f":"+Project!W50*$D195","v":0},{"$f":"+Project!X50*$D195","v":0},{"$f":"+Project!Y50*$D195","v":0},{"$f":"+Project!Z50*$D195","v":0},{"$f":"+Project!AA50*$D195","v":0},{"$f":"+Project!AB50*$D195","v":0},{"$f":"+Project!AC50*$D195","v":0}]
[196,{"$f":"+B14","v":9},"[Settlement A] Master",{"$f":"Consumers!CS17/1000+Consumers!CT17/1000","v":0},null,0,{"$f":"\"k\"&Summary!$G$3","v":"k£"},null,{"$f":"+Project!I51*$D196","v":0},{"$f":"+Project!J51*$D196","v":0},{"$f":"+Project!K51*$D196","v":0},{"$f":"+Project!L51*$D196","v":0},{"$f":"+Project!M51*$D196","v":0},{"$f":"+Project!N51*$D196","v":0},{"$f":"+Project!O51*$D196","v":0},{"$f":"+Project!P51*$D196","v":0},{"$f":"+Project!Q51*$D196","v":0},{"$f":"+Project!R51*$D196","v":0},{"$f":"+Project!S51*$D196","v":0},{"$f":"+Project!T51*$D196","v":0},{"$f":"+Project!U51*$D196","v":0},{"$f":"+Project!V51*$D196","v":0},{"$f":"+Project!W51*$D196","v":0},{"$f":"+Project!X51*$D196","v":0},{"$f":"+Project!Y51*$D196","v":0},{"$f":"+Project!Z51*$D196","v":0},{"$f":"+Project!AA51*$D196","v":0},{"$f":"+Project!AB51*$D196","v":0},{"$f":"+Project!AC51*$D196","v":0}]
[197,{"$f":"+B15","v":10},"[Settlement A] 2",{"$f":"Consumers!CS18/1000+Consumers!CT18/1000","v":0},null,0,{"$f":"\"k\"&Summary!$G$3","v":"k£"},null,{"$f":"+Project!I52*$D197","v":0},{"$f":"+Project!J52*$D197","v":0},{"$f":"+Project!K52*$D197","v":0},{"$f":"+Project!L52*$D197","v":0},{"$f":"+Project!M52*$D197","v":0},{"$f":"+Project!N52*$D197","v":0},{"$f":"+Project!O52*$D197","v":0},{"$f":"+Project!P52*$D197","v":0},{"$f":"+Project!Q52*$D197","v":0},{"$f":"+Project!R52*$D197","v":0},{"$f":"+Project!S52*$D197","v":0},{"$f":"+Project!T52*$D197","v":0},{"$f":"+Project!U52*$D197","v":0},{"$f":"+Project!V52*$D197","v":0},{"$f":"+Project!W52*$D197","v":0},{"$f":"+Project!X52*$D197","v":0},{"$f":"+Project!Y52*$D197","v":0},{"$f":"+Project!Z52*$D197","v":0},{"$f":"+Project!AA52*$D197","v":0},{"$f":"+Project!AB52*$D197","v":0},{"$f":"+Project!AC52*$D197","v":0}]
[{"$f":"+A197+1","v":198},{"$f":"+B16","v":11},"[Settlement A] 3",{"$f":"Consumers!CS19/1000+Consumers!CT19/1000","v":0},null,0,{"$f":"\"k\"&Summary!$G$3","v":"k£"},null,{"$f":"+Project!I53*$D198","v":0},{"$f":"+Project!J53*$D198","v":0},{"$f":"+Project!K53*$D198","v":0},{"$f":"+Project!L53*$D198","v":0},{"$f":"+Project!M53*$D198","v":0},{"$f":"+Project!N53*$D198","v":0},{"$f":"+Project!O53*$D198","v":0},{"$f":"+Project!P53*$D198","v":0},{"$f":"+Project!Q53*$D198","v":0},{"$f":"+Project!R53*$D198","v":0},{"$f":"+Project!S53*$D198","v":0},{"$f":"+Project!T53*$D198","v":0},{"$f":"+Project!U53*$D198","v":0},{"$f":"+Project!V53*$D198","v":0},{"$f":"+Project!W53*$D198","v":0},{"$f":"+Project!X53*$D198","v":0},{"$f":"+Project!Y53*$D198","v":0},{"$f":"+Project!Z53*$D198","v":0},{"$f":"+Project!AA53*$D198","v":0},{"$f":"+Project!AB53*$D198","v":0},{"$f":"+Project!AC53*$D198","v":0}]
[199,{"$f":"+B17","v":12},"[Settlement A] 4",{"$f":"Consumers!CS20/1000+Consumers!CT20/1000","v":0},null,0,{"$f":"\"k\"&Summary!$G$3","v":"k£"},null,{"$f":"+Project!I54*$D199","v":0},{"$f":"+Project!J54*$D199","v":0},{"$f":"+Project!K54*$D199","v":0},{"$f":"+Project!L54*$D199","v":0},{"$f":"+Project!M54*$D199","v":0},{"$f":"+Project!N54*$D199","v":0},{"$f":"+Project!O54*$D199","v":0},{"$f":"+Project!P54*$D199","v":0},{"$f":"+Project!Q54*$D199","v":0},{"$f":"+Project!R54*$D199","v":0},{"$f":"+Project!S54*$D199","v":0},{"$f":"+Project!T54*$D199","v":0},{"$f":"+Project!U54*$D199","v":0},{"$f":"+Project!V54*$D199","v":0},{"$f":"+Project!W54*$D199","v":0},{"$f":"+Project!X54*$D199","v":0},{"$f":"+Project!Y54*$D199","v":0},{"$f":"+Project!Z54*$D199","v":0},{"$f":"+Project!AA54*$D199","v":0},{"$f":"+Project!AB54*$D199","v":0},{"$f":"+Project!AC54*$D199","v":0}]
[200,{"$f":"+B18","v":13},"[Settlement A] 5",{"$f":"Consumers!CS21/1000+Consumers!CT21/1000","v":0},null,0,{"$f":"\"k\"&Summary!$G$3","v":"k£"},null,{"$f":"+Project!I55*$D200","v":0},{"$f":"+Project!J55*$D200","v":0},{"$f":"+Project!K55*$D200","v":0},{"$f":"+Project!L55*$D200","v":0},{"$f":"+Project!M55*$D200","v":0},{"$f":"+Project!N55*$D200","v":0},{"$f":"+Project!O55*$D200","v":0},{"$f":"+Project!P55*$D200","v":0},{"$f":"+Project!Q55*$D200","v":0},{"$f":"+Project!R55*$D200","v":0},{"$f":"+Project!S55*$D200","v":0},{"$f":"+Project!T55*$D200","v":0},{"$f":"+Project!U55*$D200","v":0},{"$f":"+Project!V55*$D200","v":0},{"$f":"+Project!W55*$D200","v":0},{"$f":"+Project!X55*$D200","v":0},{"$f":"+Project!Y55*$D200","v":0},{"$f":"+Project!Z55*$D200","v":0},{"$f":"+Project!AA55*$D200","v":0},{"$f":"+Project!AB55*$D200","v":0},{"$f":"+Project!AC55*$D200","v":0}]
[201,{"$f":"+B19","v":14},"[Settlement A] 6",{"$f":"Consumers!CS22/1000+Consumers!CT22/1000","v":0},null,0,{"$f":"\"k\"&Summary!$G$3","v":"k£"},null,{"$f":"+Project!I56*$D201","v":0},{"$f":"+Project!J56*$D201","v":0},{"$f":"+Project!K56*$D201","v":0},{"$f":"+Project!L56*$D201","v":0},{"$f":"+Project!M56*$D201","v":0},{"$f":"+Project!N56*$D201","v":0},{"$f":"+Project!O56*$D201","v":0},{"$f":"+Project!P56*$D201","v":0},{"$f":"+Project!Q56*$D201","v":0},{"$f":"+Project!R56*$D201","v":0},{"$f":"+Project!S56*$D201","v":0},{"$f":"+Project!T56*$D201","v":0},{"$f":"+Project!U56*$D201","v":0},{"$f":"+Project!V56*$D201","v":0},{"$f":"+Project!W56*$D201","v":0},{"$f":"+Project!X56*$D201","v":0},{"$f":"+Project!Y56*$D201","v":0},{"$f":"+Project!Z56*$D201","v":0},{"$f":"+Project!AA56*$D201","v":0},{"$f":"+Project!AB56*$D201","v":0},{"$f":"+Project!AC56*$D201","v":0}]
[202,{"$f":"+B20","v":15},"[Settlement A] 7",{"$f":"Consumers!CS23/1000+Consumers!CT23/1000","v":31.44},null,373.87391468497009,{"$f":"\"k\"&Summary!$G$3","v":"k£"},null,{"$f":"+Project!I57*$D202","v":0},{"$f":"+Project!J57*$D202","v":9.4320000000000004},{"$f":"+Project!K57*$D202","v":15.72},{"$f":"+Project!L57*$D202","v":18.864000000000001},{"$f":"+Project!M57*$D202","v":22.007999999999999},{"$f":"+Project!N57*$D202","v":25.152000000000001},{"$f":"+Project!O57*$D202","v":28.296000000000003},{"$f":"+Project!P57*$D202","v":28.296000000000003},{"$f":"+Project!Q57*$D202","v":28.296000000000003},{"$f":"+Project!R57*$D202","v":28.296000000000003},{"$f":"+Project!S57*$D202","v":28.296000000000003},{"$f":"+Project!T57*$D202","v":28.296000000000003},{"$f":"+Project!U57*$D202","v":28.296000000000003},{"$f":"+Project!V57*$D202","v":28.296000000000003},{"$f":"+Project!W57*$D202","v":28.296000000000003},{"$f":"+Project!X57*$D202","v":28.296000000000003},{"$f":"+Project!Y57*$D202","v":28.296000000000003},{"$f":"+Project!Z57*$D202","v":28.296000000000003},{"$f":"+Project!AA57*$D202","v":28.296000000000003},{"$f":"+Project!AB57*$D202","v":28.296000000000003},{"$f":"+Project!AC57*$D202","v":28.296000000000003}]
[203,"Gas boilers","O&M costs",{"$f":"SUM(D188:D202)","v":31.44},null,373.87391468497009,{"$f":"\"k\"&Summary!$G$3","v":"k£"},null,{"$f":"SUM(I188:I202)","v":0},{"$f":"SUM(J188:J202)","v":9.4320000000000004},{"$f":"SUM(K188:K202)","v":15.72},18.864000000000001,22.007999999999999,25.152000000000001,28.296000000000003,28.296000000000003,28.296000000000003,28.296000000000003,28.296000000000003,28.296000000000003,28.296000000000003,28.296000000000003,28.296000000000003,28.296000000000003,28.296000000000003,28.296000000000003,28.296000000000003,28.296000000000003,{"$f":"SUM(AC188:AC202)","v":28.296000000000003}]
[204]
[205,"O&M costs of individual",null,null,null,{"$f":"I205+NPV(+F$68,J205:AC205)","v":381.00891305682075},{"$f":"\"k\"&Summary!$G$3","v":"k£"},null,{"$f":"+I167+I185+I203","v":0},{"$f":"+J167+J185+J203","v":9.6120000000000001},{"$f":"+K167+K185+K203","v":16.02},19.224,22.428000000000001,25.632000000000001,28.836000000000002,28.836000000000002,28.836000000000002,28.836000000000002,28.836000000000002,28.836000000000002,28.836000000000002,28.836000000000002,28.836000000000002,28.836000000000002,28.836000000000002,28.836000000000002,28.836000000000002,28.836000000000002,28.836000000000002]
[{"$f":"+A205+1","v":206}]
[207,"Total costs of individual supply in average",null,null,{"$f":"+Summary!$G$3&\"/\"&Summary!$F$3","v":"£/MWh"},null,null,null,{"$f":"+I1","v":2015},{"$f":"+J1","v":2016},2017,2018,2019,2020,2021,2022,2023,2024,2025,2026,2027,2028,2029,2030,2031,2032,2033,2034,2035]
[208,"Investments",null,null,{"$f":"+F208/F$63*1000","v":{"$error":"#DIV/0!"}},{"$f":"I208+NPV(+F$68,J208:AC208)","v":{"$error":"#DIV/0!"}},{"$f":"\"k\"&Summary!$G$3","v":"k£"},null,{"$f":"+I136","v":{"$error":"#DIV/0!"}},{"$error":"#DIV/0!"},{"$error":"#DIV/0!"},{"$error":"#DIV/0!"},{"$error":"#DIV/0!"},{"$error":"#DIV/0!"},{"$error":"#DIV/0!"},{"$error":"#DIV/0!"},{"$error":"#DIV/0!"},{"$error":"#DIV/0!"},{"$error":"#DIV/0!"},{"$error":"#DIV/0!"},{"$error":"#DIV/0!"},{"$error":"#DIV/0!"},{"$error":"#DIV/0!"},{"$error":"#DIV/0!"},{"$error":"#DIV/0!"},{"$error":"#DIV/0!"},{"$error":"#DIV/0!"},{"$error":"#DIV/0!"},{"$error":"#DIV/0!"}]
[209,"Energy ",null,null,{"$error":"#DIV/0!"},{"$f":"I209+NPV(+F$68,J209:AC209)","v":0},{"$f":"\"k\"&Summary!$G$3","v":"k£"},null,{"$f":"+I142","v":0},{"$f":"+J142","v":0},0,0,0,0,0,0,0,0,0,0,0,0,0,0,0,0,0,0,0]
[210,{"$f":"B148","v":"Heat incentive, individual supply"},null,null,{"$error":"#DIV/0!"},{"$f":"I210+NPV(+F$68,J210:AC210)","v":0},{"$f":"\"k\"&Summary!$G$3","v":"k£"},null,{"$f":"-I148","v":0},{"$f":"-J148","v":0},0,0,0,0,0,0,0,0,0,0,0,0,0,0,0,0,0,0,0]
[211,"O&M costs  ",null,null,{"$error":"#DIV/0!"},{"$f":"I211+NPV(+F$68,J211:AC211)","v":381.00891305682075},{"$f":"\"k\"&Summary!$G$3","v":"k£"},null,{"$f":"+I205","v":0},{"$f":"+J205","v":9.6120000000000001},16.02,19.224,22.428000000000001,25.632000000000001,28.836000000000002,28.836000000000002,28.836000000000002,28.836000000000002,28.836000000000002,28.836000000000002,28.836000000000002,28.836000000000002,28.836000000000002,28.836000000000002,28.836000000000002,28.836000000000002,28.836000000000002,28.836000000000002,28.836000000000002]
[212,"Total individual   ",null,null,{"$f":"+F212/F$63*1000","v":{"$error":"#DIV/0!"}},{"$f":"I212+NPV(+F$68,J212:AC212)","v":{"$error":"#DIV/0!"}},{"$f":"\"k\"&Summary!$G$3","v":"k£"},null,{"$f":"SUM(I208:I211)","v":{"$error":"#DIV/0!"}},{"$f":"SUM(J208:J211)","v":{"$error":"#DIV/0!"}},{"$error":"#DIV/0!"},{"$error":"#DIV/0!"},{"$error":"#DIV/0!"},{"$error":"#DIV/0!"},{"$error":"#DIV/0!"},{"$error":"#DIV/0!"},{"$error":"#DIV/0!"},{"$error":"#DIV/0!"},{"$error":"#DIV/0!"},{"$error":"#DIV/0!"},{"$error":"#DIV/0!"},{"$error":"#DIV/0!"},{"$error":"#DIV/0!"},{"$error":"#DIV/0!"},{"$error":"#DIV/0!"},{"$error":"#DIV/0!"},{"$error":"#DIV/0!"},{"$error":"#DIV/0!"},{"$error":"#DIV/0!"}]
[213]
[214,"CO2 emission"]
[215,"Heat production"]
[216,{"$f":"+B60","v":"Heat pump"},null,null,null,null,"MWh",null,{"$f":"+I60","v":0},0,0,0,0,0,0,0,0,0,0,0,0,0,0,0,0,0,0,0,0]
[217,{"$f":"+B61","v":"Oil boilers"},null,null,null,null,"MWh",null,{"$f":"+I61","v":0},0,0,0,0,0,0,0,0,0,0,0,0,0,0,0,0,0,0,0,0]
[218,{"$f":"+B62","v":"Gas boilers"},null,null,null,null,"MWh",null,{"$f":"+I62","v":0},0,0,0,0,0,0,0,0,0,0,0,0,0,0,0,0,0,0,0,0]
[219,"Total heat production",null,null,null,null,"MWh",null,{"$f":"SUM(I216:I218)","v":0},{"$f":"SUM(J216:J218)","v":0},{"$f":"SUM(K216:K218)","v":0},0,0,0,0,0,0,0,0,0,0,0,0,0,0,0,0,0,0]
[220]
[221,"Fuel consumption"]
[222,{"$f":"+B60","v":"Heat pump"},"Natural gas to elect.",{"$f":"+Summary!J393","v":3},{"$f":"+Summary!J259","v":0.4},null,"MWh",null,{"$f":"+I216/$D222/$E222","v":0},{"$f":"+J216/$D222/$E222","v":0},{"$f":"+K216/$D222/$E222","v":0},0,0,0,0,0,0,0,0,0,0,0,0,0,0,0,0,0,0]
[223,{"$f":"+B61","v":"Oil boilers"},"Light oil",{"$f":"+Summary!J401","v":0.8},1,null,"MWh",null,{"$f":"+I217/$D223/$E223","v":0},{"$f":"+J217/$D223/$E223","v":0},0,0,0,0,0,0,0,0,0,0,0,0,0,0,0,0,0,0,0]
[224,{"$f":"+B62","v":"Gas boilers"},"Natural gas",{"$f":"+Summary!J409","v":0.8},1,null,"MWh",null,{"$f":"+I218/$D224/$E224","v":0},{"$f":"+J218/$D224/$E224","v":0},0,0,0,0,0,0,0,0,0,0,0,0,0,0,0,0,0,0,0]
[225]
[226,"CO2 emissions"]
[227,{"$f":"+B216","v":"Heat pump"},null,{"$f":"+Summary!J$270","v":205},"kg/MWh",null,"Tonn CO2",null,{"$f":"+$D227*I222/1000","v":0},{"$f":"+$D227*J222/1000","v":0},{"$f":"+$D227*K222/1000","v":0},0,0,0,0,0,0,0,0,0,0,0,0,0,0,0,0,0,0]
[228,{"$f":"+B217","v":"Oil boilers"},null,{"$f":"+Summary!J$271","v":266},"kg/MWh",null,"Tonn CO2",null,{"$f":"+$D228*I223/1000","v":0},0,0,0,0,0,0,0,0,0,0,0,0,0,0,0,0,0,0,0,0]
[229,"Gas boilers",null,{"$f":"+Summary!J$270","v":205},"kg/MWh",null,"Tonn CO2",null,{"$f":"+$D229*I224/1000","v":0},0,0,0,0,0,0,0,0,0,0,0,0,0,0,0,0,0,0,0,0]
[230,"Total CO2 emissions",null,null,null,null,"Tonn CO2",null,{"$f":"SUM(I227:I229)","v":0},{"$f":"SUM(J227:J229)","v":0},0,0,0,0,0,0,0,0,0,0,0,0,0,0,0,0,0,0,0]

{"sheet":"Network","index":4,"n_rows":197,"n_cols":21,"rows_kept":197,"cut":false,"hidden":false,"merged":[[137,4,137,9]]}
[1,"Network"]
[{"$f":"+A1+1","v":2},"Dimension",null,"m",{"$f":"+Networkdesign!B4","v":"DN15"},{"$f":"+Networkdesign!B$5","v":"DN20"},{"$f":"+Networkdesign!B6","v":"DN25"},{"$f":"+Networkdesign!B7","v":"DN32"},{"$f":"+Networkdesign!B8","v":"DN40"},{"$f":"+Networkdesign!B9","v":"DN50"},{"$f":"+Networkdesign!B10","v":"DN65"},{"$f":"+Networkdesign!B11","v":"DN80"},{"$f":"+Networkdesign!B12","v":"DN100"},{"$f":"+Networkdesign!B13","v":"DN125"},{"$f":"+Networkdesign!B14","v":"DN150"},{"$f":"+Networkdesign!B15","v":"DN200"},{"$f":"+Networkdesign!B16","v":"DN250"},{"$f":"+Networkdesign!B17","v":"DN300"},"Sum"]
[{"$f":"+A2+1","v":3}]
[4,"Length of distribution network first stage, branch lines included in Network for all potential districts"]
[5,{"$f":"+Summary!H8","v":0},{"$f":"+Consumers!B9","v":"[Settlement B] 1"},"m",0,{"$f":"+SettlementBnet!M5","v":231.59999999999997},{"$f":"+SettlementBnet!N5","v":468.5},{"$f":"+SettlementBnet!O5","v":1357.4},{"$f":"+SettlementBnet!P5","v":527.30000000000007},{"$f":"+SettlementBnet!Q5","v":1550.8000000000002},{"$f":"+SettlementBnet!R5","v":584.69999999999993},{"$f":"+SettlementBnet!S5","v":470.6},{"$f":"+SettlementBnet!T5","v":71.3},{"$f":"+SettlementBnet!U5","v":161},{"$f":"+SettlementBnet!V5","v":374.90000000000003},{"$f":"+SettlementBnet!W5","v":97},{"$f":"+SettlementBnet!X5","v":0},0,{"$f":"SUM(E5:R5)","v":5895.1}]
[6,{"$f":"+Summary!H9","v":0},{"$f":"+Consumers!B10","v":"[Settlement B] 2"},"m",0,0,0,0,0,0,0,0,0,0,0,0,0,0,0]
[7,{"$f":"+Summary!H10","v":0},{"$f":"+Consumers!B11","v":"[Settlement B] 3"},"m",0,0,0,0,0,0,0,0,0,0,0,0,0,0,0]
[8,{"$f":"+Summary!H11","v":0},{"$f":"+Consumers!B12","v":"[Settlement B] 4"},"m",0,0,0,0,0,0,0,0,0,0,0,0,0,0,0]
[9,{"$f":"+Summary!H12","v":0},{"$f":"+Consumers!B13","v":"[Settlement B] 5"},"m",0,0,0,0,0,0,0,0,0,0,0,0,0,0,0]
[10,{"$f":"+Summary!H13","v":0},{"$f":"+Consumers!B14","v":"[Settlement B] 6"},"m",0,0,0,0,0,0,0,0,0,0,0,0,0,0,0]
[11,{"$f":"+Summary!H14","v":0},{"$f":"+Consumers!B15","v":"[Settlement B] 7"},"m",0,0,0,0,0,0,0,0,0,0,0,0,0,0,0]
[12,{"$f":"+Summary!H15","v":0},{"$f":"+Consumers!B16","v":"[Settlement B] 8"},"m",0,0,0,0,0,0,0,0,0,0,0,0,0,0,0]
[13,{"$f":"+Summary!H16","v":0},{"$f":"+Consumers!B17","v":"[Settlement A] Master"},"m",0,{"$f":"+F$19/6","v":96.883333333333326},{"$f":"+G$19/6","v":42.233333333333327},64.566666666666677,62.900000000000006,54.316666666666663,100.30000000000001,91.766666666666666,230.16666666666666,82.266666666666666,71.033333333333317,70.583333333333329,32.883333333333333,28.599999999999998,1028.5]
[14,{"$f":"+Summary!H17","v":0},{"$f":"+Consumers!B18","v":"[Settlement A] 2"},"m",0,{"$f":"+F$19/6","v":96.883333333333326},42.233333333333327,64.566666666666677,62.900000000000006,54.316666666666663,100.30000000000001,91.766666666666666,230.16666666666666,82.266666666666666,71.033333333333317,70.583333333333329,32.883333333333333,28.599999999999998,1028.5]
[15,{"$f":"+Summary!H18","v":0},{"$f":"+Consumers!B19","v":"[Settlement A] 3"},"m",0,96.883333333333326,42.233333333333327,64.566666666666677,62.900000000000006,54.316666666666663,100.30000000000001,91.766666666666666,230.16666666666666,82.266666666666666,71.033333333333317,70.583333333333329,32.883333333333333,28.599999999999998,1028.5]
[16,{"$f":"+Summary!H19","v":0},{"$f":"+Consumers!B20","v":"[Settlement A] 4"},"m",0,96.883333333333326,42.233333333333327,64.566666666666677,62.900000000000006,54.316666666666663,100.30000000000001,91.766666666666666,230.16666666666666,82.266666666666666,71.033333333333317,70.583333333333329,32.883333333333333,28.599999999999998,1028.5]
[17,{"$f":"+Summary!H20","v":0},{"$f":"+Consumers!B21","v":"[Settlement A] 5"},"m",0,96.883333333333326,42.233333333333327,64.566666666666677,62.900000000000006,54.316666666666663,100.30000000000001,91.766666666666666,230.16666666666666,82.266666666666666,71.033333333333317,70.583333333333329,32.883333333333333,28.599999999999998,1028.5]
[18,{"$f":"+Summary!H21","v":0},{"$f":"+Consumers!B22","v":"[Settlement A] 6"},"m",0,96.883333333333326,42.233333333333327,64.566666666666677,62.900000000000006,54.316666666666663,100.30000000000001,91.766666666666666,230.16666666666666,82.266666666666666,71.033333333333317,70.583333333333329,32.883333333333333,28.599999999999998,1028.5]
[19,{"$f":"+Summary!H22","v":1},{"$f":"+Consumers!B23","v":"[Settlement A] 7"},"m",0,{"$f":"+SettlementAnet!M2","v":581.29999999999995},{"$f":"+SettlementAnet!N2","v":253.39999999999998},{"$f":"+SettlementAnet!O2","v":387.40000000000003},{"$f":"+SettlementAnet!P2","v":377.40000000000003},{"$f":"+SettlementAnet!Q2","v":325.89999999999998},{"$f":"+SettlementAnet!R2","v":601.80000000000007},{"$f":"+SettlementAnet!S2","v":550.6},{"$f":"+SettlementAnet!T2","v":1381},{"$f":"+SettlementAnet!U2","v":493.6},{"$f":"+SettlementAnet!V2","v":426.19999999999993},{"$f":"+SettlementAnet!W2","v":423.5},{"$f":"+SettlementAnet!X2","v":197.3},{"$f":"+SettlementAnet!Y2","v":171.6},6171.0000000000009]
[20,"All potential distribution lines",null,"m",{"$f":"SUM(E5:E19)","v":0},{"$f":"SUM(F5:F19)","v":1394.1999999999998},975.30000000000007,2132.1999999999998,1282.0999999999999,2202.6,1788.2999999999997,1571.8,2833.3,1148.1999999999998,1227.2999999999997,943.99999999999989,394.6,343.2,{"$f":"+SUM(E20:R20)","v":18237.099999999999}]
[21,"Distribution lines included",null,"m",{"$f":"+SUMPRODUCT($B5:$B19,E5:E19)","v":0},{"$f":"+SUMPRODUCT($B5:$B19,F5:F19)","v":581.29999999999995},{"$f":"+SUMPRODUCT($B5:$B19,G5:G19)","v":253.39999999999998},387.40000000000003,377.40000000000003,325.89999999999998,601.80000000000007,550.6,1381,493.6,426.19999999999993,423.5,197.3,171.6,6171.0000000000009]
[22,"Total incl. Additional",null,"m",{"$f":"+E21","v":0},{"$f":"+F21","v":581.29999999999995},253.39999999999998,387.40000000000003,377.40000000000003,325.89999999999998,601.80000000000007,550.6,1381,493.6,426.19999999999993,423.5,197.3,171.6,6171.0000000000009]
[23]
[24,"Distibution network excluding small branchlines in the scenario"]
[25,{"$f":"+B5","v":0},{"$f":"+C5","v":"[Settlement B] 1"},"m",{"$f":"+E5*$B5","v":0},0,0,0,0,0,0,0,0,0,0,0,0,0,{"$f":"SUM(E25:R25)","v":0}]
[26,0,"[Settlement B] 2","m",{"$f":"+E6*$B6","v":0},0,0,0,0,0,0,0,0,0,0,0,0,0,0]
[27,0,"[Settlement B] 3","m",{"$f":"+E7*$B7","v":0},0,0,0,0,0,0,0,0,0,0,0,0,0,0]
[28,0,"[Settlement B] 4","m",{"$f":"+E8*$B8","v":0},0,0,0,0,0,0,0,0,0,0,0,0,0,0]
[29,0,"[Settlement B] 5","m",{"$f":"+E9*$B9","v":0},0,0,0,0,0,0,0,0,0,0,0,0,0,0]
[30,0,"[Settlement B] 6","m",{"$f":"+E10*$B10","v":0},0,0,0,0,0,0,0,0,0,0,0,0,0,0]
[31,0,"[Settlement B] 7","m",{"$f":"+E11*$B11","v":0},0,0,0,0,0,0,0,0,0,0,0,0,0,0]
[32,0,"[Settlement B] 8","m",{"$f":"+E12*$B12","v":0},0,0,0,0,0,0,0,0,0,0,0,0,0,0]
[33,0,"[Settlement A] Master","m",{"$f":"+E13*$B13","v":0},0,0,0,0,0,0,0,0,0,0,0,0,0,0]
[34,0,"[Settlement A] 2","m",{"$f":"+E14*$B14","v":0},0,0,0,0,0,0,0,0,0,0,0,0,0,0]
[35,0,"[Settlement A] 3","m",{"$f":"+E15*$B15","v":0},0,0,0,0,0,0,0,0,0,0,0,0,0,0]
[36,0,"[Settlement A] 4","m",{"$f":"+E16*$B16","v":0},0,0,0,0,0,0,0,0,0,0,0,0,0,0]
[37,0,"[Settlement A] 5","m",{"$f":"+E17*$B17","v":0},0,0,0,0,0,0,0,0,0,0,0,0,0,0]
[38,0,"[Settlement A] 6","m",{"$f":"+E18*$B18","v":0},0,0,0,0,0,0,0,0,0,0,0,0,0,0]
[39,1,"[Settlement A] 7","m",{"$f":"+E19*$B19","v":0},581.29999999999995,253.39999999999998,387.40000000000003,377.40000000000003,325.89999999999998,601.80000000000007,550.6,1381,493.6,426.19999999999993,423.5,197.3,171.6,6171.0000000000009]
[40,"Distribution network",null,"m",{"$f":"SUM(E25:E39)","v":0},{"$f":"SUM(F25:F39)","v":581.29999999999995},{"$f":"SUM(G25:G39)","v":253.39999999999998},387.40000000000003,377.40000000000003,325.89999999999998,601.80000000000007,550.6,1381,493.6,426.19999999999993,423.5,197.3,171.6,{"$f":"+SUM(E40:R40)","v":6171.0000000000009}]
[41]
[42]
[43,"Branch lines from \"Consumers\"",null,null,{"$f":"+E2","v":"DN15"},"DN20","DN25","DN32","DN40","DN50","DN65","DN80","DN100"]
[44,{"$f":"+Summary!H8","v":0},{"$f":"+C5","v":"[Settlement B] 1"},"m",{"$f":"Consumers!$Z$103*E$60","v":0},{"$f":"Consumers!$Z$103*F$60*$B44","v":0},{"$f":"Consumers!$Z$103*G$60","v":0},{"$f":"Consumers!$AA$103*H$60","v":0},{"$f":"Consumers!$AA$103*I$60","v":0},{"$f":"Consumers!AB$103","v":0},{"$f":"Consumers!AC$103","v":0},{"$f":"Consumers!AD$103","v":0},{"$f":"Consumers!AE$103","v":0},null,null,null,null,null,{"$f":"SUM(E44:R44)","v":0}]
[45,{"$f":"+Summary!H9","v":0},{"$f":"+C6","v":"[Settlement B] 2"},"m",{"$f":"Consumers!$Z$185*E$60","v":0},{"$f":"Consumers!$Z$185*F$60","v":0},{"$f":"Consumers!$Z$185*G$60","v":0},{"$f":"Consumers!$AA$185*H$60","v":0},{"$f":"Consumers!$AA$185*I$60","v":0},{"$f":"Consumers!AB$185","v":0},{"$f":"Consumers!AC$185","v":0},{"$f":"Consumers!AD$185","v":0},{"$f":"Consumers!AE$185","v":0},null,null,null,null,null,0]
[46,{"$f":"+Summary!H10","v":0},"[Settlement B] 3","m",{"$f":"Consumers!$Z$268*E$60","v":0},{"$f":"Consumers!$Z$268*F$60","v":0},{"$f":"Consumers!$Z$268*G$60","v":0},{"$f":"Consumers!$AA$268*H$60","v":0},{"$f":"Consumers!$AA$268*I$60","v":0},{"$f":"Consumers!AB$268","v":0},{"$f":"Consumers!AC$268","v":0},{"$f":"Consumers!AD$268","v":0},{"$f":"Consumers!AE$268","v":0},null,null,null,null,null,0]
[47,{"$f":"+Summary!H11","v":0},"[Settlement B] 4","m",{"$f":"Consumers!$Z$347*E$60","v":0},{"$f":"Consumers!$Z$347*F$60","v":0},{"$f":"Consumers!$Z$347*G$60","v":0},{"$f":"Consumers!$AA$347*H$60","v":0},{"$f":"Consumers!$AA$347*I$60","v":0},{"$f":"Consumers!AB$347","v":0},{"$f":"Consumers!AC$347","v":0},{"$f":"Consumers!AD$347","v":0},{"$f":"Consumers!AE$347","v":0},null,null,null,null,null,0]
[48,{"$f":"+Summary!H12","v":0},"[Settlement B] 5","m",{"$f":"Consumers!$Z$453*E$60","v":0},{"$f":"Consumers!$Z$453*F$60","v":0},{"$f":"Consumers!$Z$453*G$60","v":0},{"$f":"Consumers!$AA$453*H$60","v":0},{"$f":"Consumers!$AA$453*I$60","v":0},{"$f":"Consumers!AB$453","v":0},{"$f":"Consumers!AC$453","v":0},{"$f":"Consumers!AD$453","v":0},{"$f":"Consumers!AE$453","v":0},null,null,null,null,null,0]
[49,{"$f":"+Summary!H13","v":0},"[Settlement B] 6","m",{"$f":"Consumers!$Z$531*E$60","v":0},{"$f":"Consumers!$Z$531*F$60","v":0},{"$f":"Consumers!$Z$531*G$60","v":0},{"$f":"Consumers!$AA$531*H$60","v":0},{"$f":"Consumers!$AA$531*I$60","v":0},{"$f":"Consumers!AB$531","v":0},{"$f":"Consumers!AC$531","v":0},{"$f":"Consumers!AD$531","v":0},{"$f":"Consumers!AE$531","v":0},null,null,null,null,null,0]
[50,{"$f":"+Summary!H14","v":0},"[Settlement B] 7","m",{"$f":"Consumers!$Z$640*E$60","v":0},{"$f":"Consumers!$Z$640*F$60","v":0},{"$f":"Consumers!$Z$640*G$60","v":0},{"$f":"Consumers!$AA$640*H$60","v":0},{"$f":"Consumers!$AA$640*I$60","v":0},{"$f":"Consumers!AB$640","v":0},{"$f":"Consumers!AC$640","v":0},{"$f":"Consumers!AD$640","v":0},{"$f":"Consumers!AE$640","v":0},null,null,null,null,null,0]
[51,{"$f":"+Summary!H15","v":0},"[Settlement B] 8","m",{"$f":"Consumers!$Z$703*E$60","v":0},{"$f":"Consumers!$Z$703*F$60","v":0},{"$f":"Consumers!$Z$703*G$60","v":0},{"$f":"Consumers!$AA$703*H$60","v":0},{"$f":"Consumers!$AA$703*I$60","v":0},{"$f":"Consumers!AB$703","v":0},{"$f":"Consumers!AC$703","v":0},{"$f":"Consumers!AD$703","v":0},{"$f":"Consumers!AE$703","v":0},null,null,null,null,null,0]
[52,{"$f":"+Summary!H16","v":0},"[Settlement A] Master","m",{"$f":"Consumers!$Z$772*E$60","v":0},{"$f":"Consumers!$Z$772*F$60","v":0},{"$f":"Consumers!$Z$772*G$60","v":0},{"$f":"Consumers!$AA$772*H$60","v":0},{"$f":"Consumers!$AA$772*I$60","v":0},{"$f":"Consumers!AB$772","v":0},{"$f":"Consumers!AC$772","v":0},{"$f":"Consumers!AD$772","v":0},{"$f":"Consumers!AE$772","v":0},null,null,null,null,null,0]
[53,{"$f":"+Summary!H17","v":0},"[Settlement A] 2","m",{"$f":"Consumers!$Z$806*E$60","v":0},{"$f":"Consumers!$Z$806*F$60","v":0},{"$f":"Consumers!$Z$806*G$60","v":0},{"$f":"Consumers!$AA$806*H$60","v":0},{"$f":"Consumers!$AA$806*I$60","v":0},{"$f":"Consumers!AB$806","v":0},{"$f":"Consumers!AC$806","v":0},{"$f":"Consumers!AD$806","v":0},{"$f":"Consumers!AE$806","v":0},null,null,null,null,null,0]
[54,{"$f":"+Summary!H18","v":0},"[Settlement A] 3","m",{"$f":"Consumers!$Z$820*E$60","v":0},{"$f":"Consumers!$Z$820*F$60","v":0},{"$f":"Consumers!$Z$820*G$60","v":0},{"$f":"Consumers!$AA$820*H$60","v":0},{"$f":"Consumers!$AA$820*I$60","v":0},{"$f":"Consumers!AB$820","v":0},{"$f":"Consumers!AC$820","v":0},{"$f":"Consumers!AD$820","v":0},{"$f":"Consumers!AE$820","v":0},null,null,null,null,null,0]
[55,{"$f":"+Summary!H19","v":0},"[Settlement A] 4","m",{"$f":"Consumers!$Z$837*E$60","v":0},{"$f":"Consumers!$Z$837*F$60","v":0},{"$f":"Consumers!$Z$837*G$60","v":0},{"$f":"Consumers!$AA$837*H$60","v":0},{"$f":"Consumers!$AA$837*I$60","v":0},{"$f":"Consumers!AB$837","v":0},{"$f":"Consumers!AC$837","v":0},{"$f":"Consumers!AD$837","v":0},{"$f":"Consumers!AE$837","v":0},null,null,null,null,null,0]
[56,{"$f":"+Summary!H20","v":0},"[Settlement A] 5","m",{"$f":"Consumers!$Z$842*E$60","v":0},{"$f":"Consumers!$Z$842*F$60","v":0},{"$f":"Consumers!$Z$842*G$60","v":0},{"$f":"Consumers!$AA$842*H$60","v":0},{"$f":"Consumers!$AA$842*I$60","v":0},{"$f":"Consumers!AB$842","v":0},{"$f":"Consumers!AC$842","v":0},{"$f":"Consumers!AD$842","v":0},{"$f":"Consumers!AE$842","v":0},null,null,null,null,null,0]
[57,{"$f":"+Summary!H21","v":0},"[Settlement A] 6","m",{"$f":"Consumers!$Z$847*E$60","v":0},{"$f":"Consumers!$Z$847*F$60","v":0},{"$f":"Consumers!$Z$847*G$60","v":0},{"$f":"Consumers!$AA$847*H$60","v":0},{"$f":"Consumers!$AA$847*I$60","v":0},{"$f":"Consumers!AB$847","v":0},{"$f":"Consumers!AC$847","v":0},{"$f":"Consumers!AD$847","v":0},{"$f":"Consumers!AE$847","v":0},null,null,null,null,null,0]
[58,{"$f":"+Summary!H22","v":1},"[Settlement A] 7","m",{"$f":"Consumers!$Z$1246*E$60","v":{"$error":"#DIV/0!"}},{"$f":"Consumers!$Z$1246*F$60","v":{"$error":"#DIV/0!"}},{"$f":"Consumers!$Z$1246*G$60","v":{"$error":"#DIV/0!"}},{"$f":"Consumers!$AA$1246*H$60","v":{"$error":"#DIV/0!"}},{"$f":"Consumers!$AA$1246*I$60","v":{"$error":"#DIV/0!"}},{"$f":"Consumers!AB$1246","v":{"$error":"#DIV/0!"}},{"$f":"Consumers!AC$1246","v":{"$error":"#DIV/0!"}},{"$f":"Consumers!AD$1246","v":{"$error":"#DIV/0!"}},{"$f":"Consumers!AE$1246","v":{"$error":"#DIV/0!"}},null,null,null,null,null,{"$error":"#DIV/0!"}]
[59,"I alt",null,"m",{"$f":"SUM(E44:E58)","v":{"$error":"#DIV/0!"}},{"$f":"SUM(F44:F58)","v":{"$error":"#DIV/0!"}},{"$error":"#DIV/0!"},{"$error":"#DIV/0!"},{"$error":"#DIV/0!"},{"$error":"#DIV/0!"},{"$error":"#DIV/0!"},{"$error":"#DIV/0!"},{"$error":"#DIV/0!"},null,null,null,null,null,{"$f":"+SUM(E59:R59)","v":{"$error":"#DIV/0!"}}]
[60,null,"Share of small pipes",null,0,0,{"$f":"1-E60-F60","v":1},0,{"$f":"1-H60","v":1},null,null,null,null,null,null,null,null,null,{"$f":"SUM(S44:S58)","v":{"$error":"#DIV/0!"}}]
[61]
[62,"Length and data"]
[63,"Distribution lines",null,"m",{"$f":"E21","v":0},{"$f":"F21","v":581.29999999999995},253.39999999999998,387.40000000000003,377.40000000000003,325.89999999999998,601.80000000000007,550.6,1381,493.6,426.19999999999993,423.5,197.3,171.6,{"$f":"+SUM(E63:R63)","v":6171.0000000000009}]
[64,"Branch lines",null,"m",{"$f":"E59","v":{"$error":"#DIV/0!"}},{"$f":"F59","v":{"$error":"#DIV/0!"}},{"$error":"#DIV/0!"},{"$error":"#DIV/0!"},{"$error":"#DIV/0!"},{"$error":"#DIV/0!"},{"$error":"#DIV/0!"},{"$error":"#DIV/0!"},{"$error":"#DIV/0!"},null,null,null,null,null,{"$f":"+SUM(E64:R64)","v":{"$error":"#DIV/0!"}}]
[{"$f":"+A64+1","v":65},"Lines in total",null,"m",{"$f":"+E63+E64","v":{"$error":"#DIV/0!"}},{"$f":"+F$63+F$64","v":{"$error":"#DIV/0!"}},{"$f":"+G$63+G$64","v":{"$error":"#DIV/0!"}},{"$f":"+H$63+H$64","v":{"$error":"#DIV/0!"}},{"$error":"#DIV/0!"},{"$error":"#DIV/0!"},{"$error":"#DIV/0!"},{"$error":"#DIV/0!"},{"$error":"#DIV/0!"},493.6,426.19999999999993,423.5,197.3,171.6,{"$f":"+SUM(E65:R65)","v":{"$error":"#DIV/0!"}}]
[66,"Area of one pipe",null,"m2",{"$f":"+Networkdesign!$A4","v":0},{"$f":"+Networkdesign!$A5","v":0},{"$f":"+Networkdesign!$A6","v":0},{"$f":"+Networkdesign!$A7","v":0},{"$f":"+Networkdesign!$A8","v":0},{"$f":"+Networkdesign!$A9","v":0},{"$f":"+Networkdesign!$A10","v":0},{"$f":"+Networkdesign!$A11","v":0},{"$f":"+Networkdesign!$A12","v":0},{"$f":"+Networkdesign!$A13","v":0},{"$f":"+Networkdesign!$A14","v":0},{"$f":"+Networkdesign!$A15","v":0},{"$f":"+Networkdesign!$A16","v":0},{"$f":"+Networkdesign!$A17","v":0},""]
[67,"Water in double pipe",null,"m3",{"$f":"+E65*E66*2","v":{"$error":"#DIV/0!"}},{"$f":"+F65*F66*2","v":{"$error":"#DIV/0!"}},{"$error":"#DIV/0!"},{"$error":"#DIV/0!"},{"$error":"#DIV/0!"},{"$error":"#DIV/0!"},{"$error":"#DIV/0!"},{"$error":"#DIV/0!"},{"$error":"#DIV/0!"},0,0,0,0,0,{"$f":"+SUM(E67:R67)","v":{"$error":"#DIV/0!"}}]
[68,"Pipe diameter",null,"m",0.11,0.11,0.11,0.125,0.125,0.14000000000000001,0.16,0.18,0.22500000000000001,0.25,0.28000000000000003,0.35499999999999998,0.45,0.5]
[69,"With of duct",null,"m",0.67,0.67,0.67,0.7,0.7,0.73,0.77,0.81,1.05,1.1000000000000001,1.31,1.46,1.65,1.75]
[70,"Debth of duct",null,"m",{"$f":"0.6+0.1+E68","v":0.80999999999999994},{"$f":"0.6+0.1+F68","v":0.80999999999999994},0.80999999999999994,0.82499999999999996,0.82499999999999996,0.84,0.86,0.87999999999999989,0.92499999999999993,0.95,0.98,1.0549999999999999,1.1499999999999999,1.2]
[71,"Area of duct",null,"m2",{"$f":"+E69*E70","v":0.54269999999999996},{"$f":"+F69*F70","v":0.54269999999999996},0.54269999999999996,0.5774999999999999,0.5774999999999999,0.61319999999999997,0.66220000000000001,0.71279999999999999,0.97124999999999995,1.0449999999999999,1.2838000000000001,1.5402999999999998,1.8974999999999997,2.1]
[72,"Volume of excavation",null,"m3",{"$f":"+E65*E71","v":{"$error":"#DIV/0!"}},{"$f":"+F65*F71","v":{"$error":"#DIV/0!"}},{"$error":"#DIV/0!"},{"$error":"#DIV/0!"},{"$error":"#DIV/0!"},{"$error":"#DIV/0!"},{"$error":"#DIV/0!"},{"$error":"#DIV/0!"},{"$error":"#DIV/0!"},515.81200000000001,547.15555999999992,652.31704999999988,374.37674999999996,360.36,{"$f":"+SUM(E72:R72)","v":{"$error":"#DIV/0!"}}]
[73,null,null,null,null,null,null,null,null,"","","","","","",""]
[74,"Investments",null,null,null,null,null,null,null,null,null,null,null,null,null,null,null,""]
[75,"Factor for branch lines to new buildings in urban development areas",null,null,null,null,null,null,null,"Factor",{"$f":"+Summary!D356","v":1},"General factor on all investments in network"]
[76,"Design price ",null,{"$f":"+Summary!G3&\"/m\"","v":"£/m"},{"$f":"+E78/10","v":290},{"$f":"+F78/10","v":315.39999999999998},337.9,353.8,366.8,392.3,428.2,478.1,551.6,648.79999999999995,749.6,936.7,1222.3,1470.6]
[77,"including, design and adm."]
[78,"Price in DKK",null,"DKK/m",2900,3154,3379,3538,3668,3923,4282,4781,5516,6488,7496,9367,12223,14706,null,"Factor for"]
[79,"Factor for each district and dimension",null,null,null,null,null,null,null,null,null,null,null,null,null,null,null,null,null,"each district"]
[80,{"$f":"+Summary!H8","v":0},{"$f":"+C5","v":"[Settlement B] 1"},null,1,1,1,1,1,1,1,1,1,1,1,1,1,1,null,1]
[81,{"$f":"+Summary!H9","v":0},{"$f":"+C6","v":"[Settlement B] 2"},null,1,1,1,1,1,1,1,1,1,1,1,1,1,1,null,1]
[82,{"$f":"+Summary!H10","v":0},"[Settlement B] 3",null,1,1,1,1,1,1,1,1,1,1,1,1,1,1,null,1]
[83,{"$f":"+Summary!H11","v":0},"[Settlement B] 4",null,1,1,1,1,1,1,1,1,1,1,1,1,1,1,null,1]
[84,{"$f":"+Summary!H12","v":0},"[Settlement B] 5",null,1,1,1,1,1,1,1,1,1,1,1,1,1,1,null,1]
[85,{"$f":"+Summary!H13","v":0},"[Settlement B] 6",null,1,1,1,1,1,1,1,1,1,1,1,1,1,1,null,1]
[86,{"$f":"+Summary!H14","v":0},"[Settlement B] 7",null,1,1,1,1,1,1,1,1,1,1,1,1,1,1,null,1]
[87,{"$f":"+Summary!H15","v":0},"[Settlement B] 8",null,1,1,1,1,1,1,1,1,1,1,1,1,1,1,null,1]
[88,{"$f":"+Summary!H16","v":0},"[Settlement A] Master",null,1,1,1,1,1,1,1,1,1,1,1,1,1,1,null,1]
[89,{"$f":"+Summary!H17","v":0},"[Settlement A] 2",null,1,1,1,1,1,1,1,1,1,1,1,1,1,1,null,1]
[90,{"$f":"+Summary!H18","v":0},"[Settlement A] 3",null,1,1,1,1,1,1,1,1,1,1,1,1,1,1,null,1]
[91,{"$f":"+Summary!H19","v":0},"[Settlement A] 4",null,1,1,1,1,1,1,1,1,1,1,1,1,1,1,null,1]
[92,{"$f":"+Summary!H20","v":0},"[Settlement A] 5",null,1,1,1,1,1,1,1,1,1,1,1,1,1,1,null,1]
[93,{"$f":"+Summary!H21","v":0},"[Settlement A] 6",null,1,1,1,1,1,1,1,1,1,1,1,1,1,1,null,1]
[94,{"$f":"+Summary!H22","v":1},"[Settlement A] 7",null,1,1,1,1,1,1,1,1,1,1,1,1,1,1,null,1]
[95]
[96]
[97,"Investment in distribution network",null,null,null,"Including factors",null,null,null,null,null,null,null,null,null,null,null,null,"Total","Branch lines","Total"]
[98,{"$f":"+Summary!H8","v":0},{"$f":"+C5","v":"[Settlement B] 1"},{"$f":"+Summary!G$3","v":"£"},{"$f":"+E$76*E5*E80*$K$75*$T80*$B98","v":0},0,0,0,0,0,0,0,0,0,0,0,0,0,{"$f":"+SUM(E98:R98)","v":0},{"$f":"Consumers!AH$103","v":0},{"$f":"+S98+T98","v":0}]
[99,{"$f":"+Summary!H9","v":0},{"$f":"+C6","v":"[Settlement B] 2"},{"$f":"+Summary!G$3","v":"£"},{"$f":"+E$76*E6*E81*$K$75*$T81*$B99","v":0},0,0,0,0,0,0,0,0,0,0,0,0,0,0,{"$f":"U117","v":0},{"$f":"+S99+T99","v":0}]
[100,{"$f":"+Summary!H10","v":0},"[Settlement B] 3",{"$f":"+Summary!G$3","v":"£"},{"$f":"+E$76*E7*E82*$K$75*$T82*$B100","v":0},0,0,0,0,0,0,0,0,0,0,0,0,0,0,0,0]
[101,{"$f":"+Summary!H11","v":0},"[Settlement B] 4",{"$f":"+Summary!G$3","v":"£"},{"$f":"+E$76*E8*E83*$K$75*$T83*$B101","v":0},0,0,0,0,0,0,0,0,0,0,0,0,0,0,0,0]
[102,{"$f":"+Summary!H12","v":0},"[Settlement B] 5",{"$f":"+Summary!G$3","v":"£"},{"$f":"+E$76*E9*E84*$K$75*$T84*$B102","v":0},0,0,0,0,0,0,0,0,0,0,0,0,0,0,0,0]
[103,{"$f":"+Summary!H13","v":0},"[Settlement B] 6",{"$f":"+Summary!G$3","v":"£"},{"$f":"+E$76*E10*E85*$K$75*$T85*$B103","v":0},0,0,0,0,0,0,0,0,0,0,0,0,0,0,0,0]
[104,{"$f":"+Summary!H14","v":0},"[Settlement B] 7",{"$f":"+Summary!G$3","v":"£"},{"$f":"+E$76*E11*E86*$K$75*$T86*$B104","v":0},0,0,0,0,0,0,0,0,0,0,0,0,0,0,0,0]
[105,{"$f":"+Summary!H15","v":0},"[Settlement B] 8",{"$f":"+Summary!G$3","v":"£"},{"$f":"+E$76*E12*E87*$K$75*$T87*$B105","v":0},0,0,0,0,0,0,0,0,0,0,0,0,0,0,0,0]
[106,{"$f":"+Summary!H16","v":0},"[Settlement A] Master",{"$f":"+Summary!G$3","v":"£"},{"$f":"+E$76*E13*E88*$K$75*$T88*$B106","v":0},0,0,0,0,0,0,0,0,0,0,0,0,0,0,0,0]
[107,{"$f":"+Summary!H17","v":0},"[Settlement A] 2",{"$f":"+Summary!G$3","v":"£"},{"$f":"+E$76*E14*E89*$K$75*$T89*$B107","v":0},0,0,0,0,0,0,0,0,0,0,0,0,0,0,0,{"$f":"+S107+T107","v":0}]
[108,{"$f":"+Summary!H18","v":0},"[Settlement A] 3",{"$f":"+Summary!G$3","v":"£"},{"$f":"+E$76*E15*E90*$K$75*$T90*$B108","v":0},0,0,0,0,0,0,0,0,0,0,0,0,0,0,0,{"$f":"+S108+T108","v":0}]
[109,{"$f":"+Summary!H19","v":0},"[Settlement A] 4",{"$f":"+Summary!G$3","v":"£"},{"$f":"+E$76*E16*E91*$K$75*$T91*$B109","v":0},0,0,0,0,0,0,0,0,0,0,0,0,0,0,0,{"$f":"+S109+T109","v":0}]
[110,{"$f":"+Summary!H20","v":0},"[Settlement A] 5",{"$f":"+Summary!G$3","v":"£"},{"$f":"+E$76*E17*E92*$K$75*$T92*$B110","v":0},0,0,0,0,0,0,0,0,0,0,0,0,0,0,0,0]
[111,{"$f":"+Summary!H21","v":0},"[Settlement A] 6",{"$f":"+Summary!G$3","v":"£"},{"$f":"+E$76*E18*E93*$K$75*$T93*$B111","v":0},0,0,0,0,0,0,0,0,0,0,0,0,0,0,0,0]
[112,{"$f":"+Summary!H22","v":1},"[Settlement A] 7",{"$f":"+Summary!G$3","v":"£"},{"$f":"+E$76*E19*E94*$K$75*$T94*$B112","v":0},183342.01999999996,85623.859999999986,137062.12000000002,138430.32,127850.56999999999,257690.76,263241.86000000004,761759.6,320247.67999999999,319479.51999999996,396692.45,241159.79,252354.95999999996,3484935.5100000002,{"$error":"#DIV/0!"},{"$error":"#DIV/0!"}]
[113,"Total",null,{"$f":"+Summary!G$3","v":"£"},{"$f":"SUM(E98:E112)","v":0},{"$f":"SUM(F98:F112)","v":183342.01999999996},85623.859999999986,137062.12000000002,138430.32,127850.56999999999,257690.76,263241.86000000004,761759.6,320247.67999999999,319479.51999999996,396692.45,241159.79,252354.95999999996,{"$f":"SUM(S98:S112)","v":3484935.5100000002},{"$f":"SUM(T98:T112)","v":{"$error":"#DIV/0!"}},{"$f":"SUM(U98:U112)","v":{"$error":"#DIV/0!"}}]
[114]
[115,"Investment in branch lines including area factor",null,null,null,null,"DN-25","DN32","DN40","DN50","DN65","DN80","DN100-",null,null,null,null,null,"Total with factors","Difference","Without factors"]
[116,{"$f":"+Summary!H8","v":0},{"$f":"+C5","v":"[Settlement B] 1"},{"$f":"+Summary!G$3","v":"£"},{"$f":"+E$76*E44*$T80*$B116","v":0},0,0,0,0,0,0,0,0,null,null,null,null,null,{"$f":"+SUM(E116:R116)","v":0},{"$f":"U116-S116","v":0},{"$f":"Consumers!AH$103","v":0}]
[117,{"$f":"+Summary!H9","v":0},{"$f":"+C6","v":"[Settlement B] 2"},{"$f":"+Summary!G$3","v":"£"},{"$f":"+E$76*E45*$T81*$B117","v":0},0,0,0,0,0,0,0,0,null,null,null,null,null,0,{"$f":"U117-S117","v":0},{"$f":"Consumers!AH$185","v":0}]
[118,{"$f":"+Summary!H10","v":0},"[Settlement B] 3",{"$f":"+Summary!G$3","v":"£"},{"$f":"+E$76*E46*$T82*$B118","v":0},0,0,0,0,0,0,0,0,null,null,null,null,null,0,{"$f":"U118-S118","v":0},{"$f":"Consumers!AH$268","v":0}]
[119,{"$f":"+Summary!H11","v":0},"[Settlement B] 4",{"$f":"+Summary!G$3","v":"£"},{"$f":"+E$76*E47*$T83*$B119","v":0},0,0,0,0,0,0,0,0,null,null,null,null,null,0,{"$f":"U119-S119","v":0},{"$f":"Consumers!AH$347","v":0}]
[120,{"$f":"+Summary!H12","v":0},"[Settlement B] 5",{"$f":"+Summary!G$3","v":"£"},{"$f":"+E$76*E48*$T84*$B120","v":0},0,0,0,0,0,0,0,0,null,null,null,null,null,0,{"$f":"U120-S120","v":0},{"$f":"Consumers!AH$453","v":0}]
[121,{"$f":"+Summary!H13","v":0},"[Settlement B] 6",{"$f":"+Summary!G$3","v":"£"},{"$f":"+E$76*E49*$T85*$B121","v":0},0,0,0,0,0,0,0,0,null,null,null,null,null,0,{"$f":"U121-S121","v":0},{"$f":"Consumers!AH$531","v":0}]
[122,{"$f":"+Summary!H14","v":0},"[Settlement B] 7",{"$f":"+Summary!G$3","v":"£"},{"$f":"+E$76*E50*$T86*$B122","v":0},0,0,0,0,0,0,0,0,null,null,null,null,null,0,0,{"$f":"Consumers!AH$640","v":0}]
[123,{"$f":"+Summary!H15","v":0},"[Settlement B] 8",{"$f":"+Summary!G$3","v":"£"},{"$f":"+E$76*E51*$T87*$B123","v":0},0,0,0,0,0,0,0,0,null,null,null,null,null,0,0,{"$f":"Consumers!AH$703","v":0}]
[124,{"$f":"+Summary!H16","v":0},"[Settlement A] Master",{"$f":"+Summary!G$3","v":"£"},{"$f":"+E$76*E52*$T88*$B124","v":0},0,0,0,0,0,0,0,0,null,null,null,null,null,0,0,{"$f":"Consumers!AH$772","v":0}]
[125,{"$f":"+Summary!H17","v":0},"[Settlement A] 2",{"$f":"+Summary!G$3","v":"£"},{"$f":"+E$76*E53*$T89*$B125","v":0},0,0,0,0,0,0,0,0,null,null,null,null,null,0,0,{"$f":"Consumers!AH$806","v":0}]
[126,{"$f":"+Summary!H18","v":0},"[Settlement A] 3",{"$f":"+Summary!G$3","v":"£"},{"$f":"+E$76*E54*$T90*$B126","v":0},0,0,0,0,0,0,0,0,null,null,null,null,null,0,0,{"$f":"Consumers!AH$820","v":0}]
[127,{"$f":"+Summary!H19","v":0},"[Settlement A] 4",{"$f":"+Summary!G$3","v":"£"},{"$f":"+E$76*E55*$T91*$B127","v":0},0,0,0,0,0,0,0,0,null,null,null,null,null,0,0,{"$f":"Consumers!AH$837","v":0}]
[128,{"$f":"+Summary!H20","v":0},"[Settlement A] 5",{"$f":"+Summary!G$3","v":"£"},{"$f":"+E$76*E56*$T92*$B128","v":0},0,0,0,0,0,0,0,0,null,null,null,null,null,0,0,{"$f":"Consumers!AH$842","v":0}]
[{"$f":"+A128+1","v":129},{"$f":"+Summary!H21","v":0},"[Settlement A] 6",{"$f":"+Summary!G$3","v":"£"},{"$f":"+E$76*E57*$T93*$B129","v":0},0,0,0,0,0,0,0,0,null,null,null,null,null,0,0,{"$f":"Consumers!AH$847","v":0}]
[130,{"$f":"+Summary!H22","v":1},"[Settlement A] 7",{"$f":"+Summary!G$3","v":"£"},{"$f":"+E$76*E58*$T94*$B130","v":{"$error":"#DIV/0!"}},{"$error":"#DIV/0!"},{"$error":"#DIV/0!"},{"$error":"#DIV/0!"},{"$error":"#DIV/0!"},{"$error":"#DIV/0!"},{"$error":"#DIV/0!"},{"$error":"#DIV/0!"},{"$error":"#DIV/0!"},null,null,null,null,null,{"$error":"#DIV/0!"},{"$error":"#DIV/0!"},{"$f":"Consumers!AH$1246","v":{"$error":"#DIV/0!"}}]
[131,"Total",null,{"$f":"+Summary!G$3","v":"£"},{"$f":"SUM(E116:E130)","v":{"$error":"#DIV/0!"}},{"$f":"SUM(F116:F130)","v":{"$error":"#DIV/0!"}},{"$error":"#DIV/0!"},{"$error":"#DIV/0!"},{"$error":"#DIV/0!"},{"$error":"#DIV/0!"},{"$error":"#DIV/0!"},{"$error":"#DIV/0!"},{"$error":"#DIV/0!"},null,null,null,null,null,{"$f":"SUM(S116:S130)","v":{"$error":"#DIV/0!"}},{"$f":"SUM(T116:T130)","v":{"$error":"#DIV/0!"}},{"$f":"SUM(U116:U130)","v":{"$error":"#DIV/0!"}}]
[132,null,null,null,null,null,null,null,null,null,null,null,null,null,null,null,null,null,{"$f":"SUM(E131:R131)","v":{"$error":"#DIV/0!"}}]
[133,"Total investments based on branch line data calculated on consumer sheet"]
[134,"Distribution lines total",null,{"$f":"+Summary!G$3","v":"£"},{"$f":"E113","v":0},{"$f":"F113","v":183342.01999999996},85623.859999999986,137062.12000000002,138430.32,127850.56999999999,257690.76,263241.86000000004,761759.6,320247.67999999999,319479.51999999996,396692.45,241159.79,252354.95999999996,{"$f":"+SUM(E134:R134)","v":3484935.5100000002}]
[135,"Branch lines total",null,{"$f":"+Summary!G$3","v":"£"},{"$f":"E131","v":{"$error":"#DIV/0!"}},{"$f":"IF($S$131=0,0,F131*$U$131/$S$131)","v":{"$error":"#DIV/0!"}},{"$error":"#DIV/0!"},{"$error":"#DIV/0!"},{"$error":"#DIV/0!"},{"$error":"#DIV/0!"},{"$error":"#DIV/0!"},{"$error":"#DIV/0!"},{"$error":"#DIV/0!"},null,null,null,null,null,{"$f":"+SUM(E135:R135)","v":{"$error":"#DIV/0!"}}]
[136,"Network total",null,{"$f":"+Summary!G$3","v":"£"},{"$f":"+E134+E135","v":{"$error":"#DIV/0!"}},{"$error":"#DIV/0!"},{"$error":"#DIV/0!"},{"$error":"#DIV/0!"},{"$error":"#DIV/0!"},{"$error":"#DIV/0!"},{"$error":"#DIV/0!"},{"$error":"#DIV/0!"},{"$error":"#DIV/0!"},320247.67999999999,319479.51999999996,396692.45,241159.79,252354.95999999996,{"$f":"+SUM(E136:R136)","v":{"$error":"#DIV/0!"}}]
[137]
[138,"Heat loss analysis",null,null,"Twin pipes"]
[139,"Heat losses",null,"kWh/m",{"$f":"+Networkdesign!O5","v":82.168800000000005},{"$f":"(E139+G139)/2","v":82.168800000000005},{"$f":"+Networkdesign!O6","v":82.168800000000005},{"$f":"+Networkdesign!O7","v":82.168800000000005},{"$f":"+Networkdesign!O8","v":117.384},{"$f":"+Networkdesign!O9","v":117.384},{"$f":"+Networkdesign!O10","v":129.1224},{"$f":"+Networkdesign!O11","v":140.86079999999998},{"$f":"+Networkdesign!O12","v":140.86079999999998},{"$f":"+Networkdesign!O13","v":265.28784000000002},{"$f":"+Networkdesign!O14","v":299.32920000000001},{"$f":"+Networkdesign!O15","v":316.93680000000001},{"$f":"+Networkdesign!O16","v":328.67520000000002},500,"Heat losses","Heat losses","Heat losses"]
[140,"Distribution network by district",null,null,null,null,null,null,null,null,null,null,null,null,null,null,null,null,"distribution","branch lines","total"]
[141,{"$f":"+Summary!H8","v":0},{"$f":"+C5","v":"[Settlement B] 1"},"MWh",{"$f":"+E5*E$139/1000","v":0},{"$f":"+F5*F$139/1000*$B141","v":0},0,0,0,0,0,0,0,0,0,0,0,0,{"$f":"SUM(E141:R141)","v":0},{"$f":"S161","v":0},{"$f":"+S141+T141","v":0}]
[142,{"$f":"+Summary!H9","v":0},"[Settlement B] 2","MWh",0,{"$f":"+F6*F$139/1000*$B142","v":0},0,0,0,0,0,0,0,0,0,0,0,0,0,{"$f":"S162","v":0},{"$f":"+S142+T142","v":0}]
[143,{"$f":"+Summary!H10","v":0},"[Settlement B] 3","MWh",0,{"$f":"+F7*F$139/1000*$B143","v":0},0,0,0,0,0,0,0,0,0,0,0,0,0,0,0]
[144,{"$f":"+Summary!H11","v":0},"[Settlement B] 4","MWh",0,{"$f":"+F8*F$139/1000*$B144","v":0},0,0,0,0,0,0,0,0,0,0,0,0,0,0,0]
[145,{"$f":"+Summary!H12","v":0},"[Settlement B] 5","MWh",0,{"$f":"+F9*F$139/1000*$B145","v":0},0,0,0,0,0,0,0,0,0,0,0,0,0,0,0]
[146,{"$f":"+Summary!H13","v":0},"[Settlement B] 6","MWh",0,{"$f":"+F10*F$139/1000*$B146","v":0},0,0,0,0,0,0,0,0,0,0,0,0,0,0,0]
[147,{"$f":"+Summary!H14","v":0},"[Settlement B] 7","MWh",0,{"$f":"+F11*F$139/1000*$B147","v":0},0,0,0,0,0,0,0,0,0,0,0,0,0,0,0]
[148,{"$f":"+Summary!H15","v":0},"[Settlement B] 8","MWh",0,{"$f":"+F12*F$139/1000*$B148","v":0},0,0,0,0,0,0,0,0,0,0,0,0,0,0,0]
[149,{"$f":"+Summary!H16","v":0},"[Settlement A] Master","MWh",0,{"$f":"+F13*F$139/1000*$B149","v":0},0,0,0,0,0,0,0,0,0,0,0,0,0,0,0]
[150,{"$f":"+Summary!H17","v":0},"[Settlement A] 2","MWh",0,{"$f":"+F14*F$139/1000*$B150","v":0},0,0,0,0,0,0,0,0,0,0,0,0,0,0,0]
[151,{"$f":"+Summary!H18","v":0},"[Settlement A] 3","MWh",0,{"$f":"+F15*F$139/1000*$B151","v":0},0,0,0,0,0,0,0,0,0,0,0,0,0,0,0]
[152,{"$f":"+Summary!H19","v":0},"[Settlement A] 4","MWh",0,{"$f":"+F16*F$139/1000*$B152","v":0},0,0,0,0,0,0,0,0,0,0,0,0,0,0,0]
[153,{"$f":"+Summary!H20","v":0},"[Settlement A] 5","MWh",0,{"$f":"+F17*F$139/1000*$B153","v":0},0,0,0,0,0,0,0,0,0,0,0,0,0,0,0]
[154,{"$f":"+Summary!H21","v":0},"[Settlement A] 6","MWh",0,{"$f":"+F18*F$139/1000*$B154","v":0},0,0,0,0,0,0,0,0,0,0,0,0,0,0,0]
[155,{"$f":"+Summary!H22","v":1},"[Settlement A] 7","MWh",0,{"$f":"+F19*F$139/1000*$B155","v":47.764723440000004},20.821573919999999,31.832193120000003,44.300721600000003,38.255445600000002,77.705860320000014,77.557956479999987,194.52876479999998,130.94607782400001,127.57410503999998,134.22273480000001,64.847616960000011,85.8,1076.1577739039999,{"$error":"#DIV/0!"},{"$error":"#DIV/0!"}]
[156,"Total",null,"MWh",{"$f":"SUM(E141:E155)","v":0},{"$f":"SUM(F141:F155)","v":47.764723440000004},20.821573919999999,31.832193120000003,44.300721600000003,38.255445600000002,77.705860320000014,77.557956479999987,194.52876479999998,130.94607782400001,127.57410503999998,134.22273480000001,64.847616960000011,85.8,{"$f":"SUM(S141:S155)","v":1076.1577739039999},{"$f":"SUM(T141:T155)","v":{"$error":"#DIV/0!"}},{"$error":"#DIV/0!"}]
[157]
[158]
[159]
[160,"Heat losses from branch lines",null,null,null,null,"DN-25","DN32","DN40","DN50","DN65","DN80","DN100-",null,null,null,null,null,"Total","Difference","Consumers"]
[161,{"$f":"+Summary!H8","v":0},{"$f":"+C5","v":"[Settlement B] 1"},"MWh",{"$f":"+E44*E$139/1000","v":0},0,0,0,0,0,0,0,0,null,null,null,null,null,{"$f":"+SUM(E161:R161)","v":0},{"$f":"S161-U161","v":0},{"$f":"Consumers!AG$103","v":0}]
[162,{"$f":"+Summary!H9","v":0},"[Settlement B] 2","MWh",{"$f":"+E45*E$139/1000","v":0},0,0,0,0,0,0,0,0,null,null,null,null,null,0,{"$f":"S162-U162","v":0},{"$f":"Consumers!AG$185","v":0}]
[163,{"$f":"+Summary!H10","v":0},"[Settlement B] 3","MWh",{"$f":"+E46*E$139/1000","v":0},0,0,0,0,0,0,0,0,null,null,null,null,null,0,0,{"$f":"Consumers!AG$268","v":0}]
[164,{"$f":"+Summary!H11","v":0},"[Settlement B] 4","MWh",{"$f":"+E47*E$139/1000","v":0},0,0,0,0,0,0,0,0,null,null,null,null,null,0,0,{"$f":"Consumers!AG$347","v":0}]
[165,{"$f":"+Summary!H12","v":0},"[Settlement B] 5","MWh",{"$f":"+E48*E$139/1000","v":0},0,0,0,0,0,0,0,0,null,null,null,null,null,0,0,{"$f":"Consumers!AG$453","v":0}]
[166,{"$f":"+Summary!H13","v":0},"[Settlement B] 6","MWh",{"$f":"+E49*E$139/1000","v":0},0,0,0,0,0,0,0,0,null,null,null,null,null,0,0,{"$f":"Consumers!AG$531","v":0}]
[167,{"$f":"+Summary!H14","v":0},"[Settlement B] 7","MWh",{"$f":"+E50*E$139/1000","v":0},0,0,0,0,0,0,0,0,null,null,null,null,null,0,0,{"$f":"Consumers!AG$640","v":0}]
[168,{"$f":"+Summary!H15","v":0},"[Settlement B] 8","MWh",{"$f":"+E51*E$139/1000","v":0},0,0,0,0,0,0,0,0,null,null,null,null,null,0,0,{"$f":"Consumers!AG$703","v":0}]
[169,{"$f":"+Summary!H16","v":0},"[Settlement A] Master","MWh",{"$f":"+E52*E$139/1000","v":0},0,0,0,0,0,0,0,0,null,null,null,null,null,0,0,{"$f":"Consumers!AG$772","v":0}]
[170,{"$f":"+Summary!H17","v":0},"[Settlement A] 2","MWh",{"$f":"+E53*E$139/1000","v":0},0,0,0,0,0,0,0,0,null,null,null,null,null,0,0,{"$f":"Consumers!AG$806","v":0}]
[171,{"$f":"+Summary!H18","v":0},"[Settlement A] 3","MWh",{"$f":"+E54*E$139/1000","v":0},0,0,0,0,0,0,0,0,null,null,null,null,null,0,0,{"$f":"Consumers!AG$820","v":0}]
[172,{"$f":"+Summary!H19","v":0},"[Settlement A] 4","MWh",{"$f":"+E55*E$139/1000","v":0},0,0,0,0,0,0,0,0,null,null,null,null,null,0,0,{"$f":"Consumers!AG$837","v":0}]
[173,{"$f":"+Summary!H20","v":0},"[Settlement A] 5","MWh",{"$f":"+E56*E$139/1000","v":0},0,0,0,0,0,0,0,0,null,null,null,null,null,0,0,{"$f":"Consumers!AG$842","v":0}]
[174,{"$f":"+Summary!H21","v":0},"[Settlement A] 6","MWh",{"$f":"+E57*E$139/1000","v":0},0,0,0,0,0,0,0,0,null,null,null,null,null,0,0,{"$f":"Consumers!AG$847","v":0}]
[175,{"$f":"+Summary!H22","v":1},"[Settlement A] 7","MWh",{"$f":"+E58*E$139/1000","v":{"$error":"#DIV/0!"}},{"$error":"#DIV/0!"},{"$error":"#DIV/0!"},{"$error":"#DIV/0!"},{"$error":"#DIV/0!"},{"$error":"#DIV/0!"},{"$error":"#DIV/0!"},{"$error":"#DIV/0!"},{"$error":"#DIV/0!"},null,null,null,null,null,{"$error":"#DIV/0!"},{"$error":"#DIV/0!"},{"$f":"Consumers!AG$1246","v":{"$error":"#DIV/0!"}}]
[176,"Total",null,"MWh",{"$f":"SUM(E161:E175)","v":{"$error":"#DIV/0!"}},{"$f":"SUM(F161:F175)","v":{"$error":"#DIV/0!"}},{"$f":"SUM(G161:G175)","v":{"$error":"#DIV/0!"}},{"$f":"SUM(H161:H175)","v":{"$error":"#DIV/0!"}},{"$error":"#DIV/0!"},{"$error":"#DIV/0!"},{"$error":"#DIV/0!"},{"$error":"#DIV/0!"},{"$error":"#DIV/0!"},null,null,null,null,null,{"$f":"SUM(S161:S175)","v":{"$error":"#DIV/0!"}},0,{"$f":"+S176+T176","v":{"$error":"#DIV/0!"}}]
[177]
[178]
[179,null,null,null,null,"Dimension","Unit price","Distribution","Branch","Distribution","Branch","Investment"]
[180,null,null,null,null,"DN",{"$f":"+Summary!$G$3&\"/m\"","v":"£/m"},"m","m",{"$f":"\"k\"&+Summary!$G$3","v":"k£"},{"$f":"\"k\"&+Summary!$G$3","v":"k£"},{"$f":"\"k\"&+Summary!$G$3","v":"k£"}]
[181,null,null,null,null,"DN20",{"$f":"+F76","v":315.39999999999998},{"$f":"+F$63","v":581.29999999999995},{"$f":"+F$64","v":{"$error":"#DIV/0!"}},{"$f":"+$G181*H181/1000","v":183.34201999999996},{"$f":"+$G181*I181/1000","v":{"$error":"#DIV/0!"}},{"$f":"+J181+K181","v":{"$error":"#DIV/0!"}}]
[182,null,null,null,null,"DN32",{"$f":"+G76","v":337.9},{"$f":"+G$63","v":253.39999999999998},{"$f":"+G$64","v":{"$error":"#DIV/0!"}},{"$f":"+$G182*H182/1000","v":85.623859999999979},{"$error":"#DIV/0!"},{"$f":"+J182+K182","v":{"$error":"#DIV/0!"}}]
[183,null,null,null,null,"DN32",{"$f":"+H76","v":353.8},{"$f":"+H$63","v":387.40000000000003},{"$f":"+H$64","v":{"$error":"#DIV/0!"}},137.06212000000002,{"$error":"#DIV/0!"},{"$error":"#DIV/0!"}]
[184,null,null,null,null,"DN40",{"$f":"+I76","v":366.8},{"$f":"+I$63","v":377.40000000000003},{"$f":"+I$64","v":{"$error":"#DIV/0!"}},138.43031999999999,{"$error":"#DIV/0!"},{"$error":"#DIV/0!"}]
[185,null,null,null,null,"DN50",{"$f":"+J76","v":392.3},{"$f":"+J$63","v":325.89999999999998},{"$f":"+J$64","v":{"$error":"#DIV/0!"}},127.85056999999999,{"$error":"#DIV/0!"},{"$error":"#DIV/0!"}]
[186,null,null,null,null,"DN65",{"$f":"+K76","v":428.2},{"$f":"+K$63","v":601.80000000000007},{"$f":"+K$64","v":{"$error":"#DIV/0!"}},257.69076000000001,{"$error":"#DIV/0!"},{"$error":"#DIV/0!"}]
[187,null,null,null,null,"DN80",{"$f":"+L76","v":478.1},{"$f":"+L$63","v":550.6},{"$f":"+L$64","v":{"$error":"#DIV/0!"}},263.24186000000003,{"$error":"#DIV/0!"},{"$error":"#DIV/0!"}]
[188,null,null,null,null,"DN100",{"$f":"+M76","v":551.6},{"$f":"+M$63","v":1381},{"$f":"+M$64","v":{"$error":"#DIV/0!"}},761.75959999999998,{"$error":"#DIV/0!"},{"$error":"#DIV/0!"}]
[189,null,null,null,null,"DN125",{"$f":"+N76","v":648.79999999999995},{"$f":"+N$63","v":493.6},{"$f":"+N$64","v":0},320.24768,0,320.24768]
[190,null,null,null,null,"DN150",{"$f":"+O76","v":749.6},{"$f":"+O$63","v":426.19999999999993},{"$f":"+O$64","v":0},319.47951999999998,0,319.47951999999998]
[191,null,null,null,null,"DN200",{"$f":"+P76","v":936.7},{"$f":"+P$63","v":423.5},{"$f":"+P$64","v":0},396.69245000000001,0,396.69245000000001]
[192,null,null,null,null,"DN250",{"$f":"+Q76","v":1222.3},{"$f":"+Q$63","v":197.3},{"$f":"+Q$64","v":0},241.15979000000002,0,241.15979000000002]
[{"$f":"+A192+1","v":193},null,null,null,null,"DN300",{"$f":"+R76","v":1470.6},{"$f":"+R$63","v":171.6},{"$f":"+Q$64","v":0},252.35495999999995,0,252.35495999999995]
[194,null,null,null,null,"Total","",{"$f":"SUM(H181:H193)","v":6171.0000000000009},{"$f":"SUM(I181:I193)","v":{"$error":"#DIV/0!"}},{"$f":"SUM(J181:J193)","v":3484.9355100000002},{"$error":"#DIV/0!"},{"$error":"#DIV/0!"}]
[195,null,null,null,null,"Correction for trench",null,null,null,null,null,{"$f":"+L196-L194","v":{"$error":"#DIV/0!"}}]
[196,null,null,null,null,"Total",null,null,null,null,null,{"$f":"+S136/1000","v":{"$error":"#DIV/0!"}}]
[197]

{"sheet":"Consumers","index":5,"n_rows":1269,"n_cols":103,"rows_kept":562,"cut":true,"hidden":false,"merged":[[2,39,2,42],[2,84,2,87],[2,90,2,93],[1,0,1,6],[1,8,1,9],[1,19,1,22],[1,10,1,12],[1,34,1,37],[1,23,1,33],[1,39,1,46],[1,81,1,100],[1,47,1,51],[1,72,1,80],[1,52,1,71],[2,55,2,58],[1260,20,1260,21],[1260,16,1260,17],[1260,18,1260,19],[1260,22,1260,23],[1,13,1,18]],"bounds":{"rows_first":250,"rows_last":62,"rows_between":250,"halvings":3}}
["Heat consumers"]
["Consumer data",null,null,null,null,null,null,null,"Specific demand",null,"Codes",null,null,"Heat demand",null,null,null,null,null,"Connection payment",null,null,null,"Branch line data",null,null,null,null,null,null,null,null,null,null,"Price groups of Fixed DH price",null,null,null,null,"Payment for district heating",null,null,null,null,null,null,null,"Total cost of DH",null,null,null,null,"Heat pump",null,null,null,null,null,null,null,null,null,null,null,null,null,null,null,null,null,null,null,"Oil boiler",null,null,null,null,null,null,null,null,"Gas boilers",null,null,null,null,null,null,null,null,null,null,null,null,null,null,null,null,null,null,null,"Saved cost"]
["No","District","Type of building","Description","Post code","Street no","Floor area","Heat demand","Specific","Data ","Consumer","Consumers","Base line","Floor area","Heat demand","Max. Load hours","Max. Load hours","Installed capacity","Installed capacity","Branch line fee","Connection fee","Total payment ","Consumer investment","dimension","Grp","DN","DN","DN","DN","DN","DN","Branch line","Heat losses","Investment",{"$f":"Summary!F$216","v":0},{"$f":"Summary!F$217","v":250},{"$f":"Summary!F$218","v":2500},{"$f":"Summary!F$219","v":25000},"k","Fixed consumption fee per MWh",null,null,null,"Fixed fee pr. no","Variable fee pr. MWh","Annual fee","Average DH fee","O&M costs fixed pr. no","O&M costs var. Pr MWh","Capital cost subst.+conn.","Total costs of DH","Average cost  of  DH","Investment ","Production","Electricty consump","Electricity price intervals",null,null,null,"Fixed fee","Electricity price pr. MWh in each price group ",null,null,null,"Cost of electricity","Average cost of el.","Heat Tariff incentives","O&M costs fixed pr. no","O&M costs var. Pr MWh","Capital cost of heat pump","Total costs","Average cost Heat Pump","Investment ","Production","Oil consumption","Cost of oil ","O&M costs fixed pr. no","O&M costs var. Pr MWh","Capital cost of oil boiler","Total costs","Average cost oil boiler","Investment in natural gas","Natural gas","Natural gas","Gas price intervals",null,null,null,null,"Fixed fee","Gas price pr. MWh in each price group ",null,null,null,"Annual ","Average cost of gas","O&M costs fixed pr. no","O&M costs var. Pr MWh","Capital cost gas boiler","Annual cost ","Average cost gas boiler","Saved due to DH","gl kedel"]
["","",null,null,"Road","","consumer","Heat map","damand","source","in all distr.","in project","supply","in project","total","Specific","actual used","pr consumer","total","pct. of branch","pct. of subst.","for connection","DH substation",null,null,-25,40,50,65,80,"100-","total","","in branch lines",{"$f":"Summary!G$216","v":250},{"$f":"Summary!G$217","v":2500},{"$f":"Summary!G$218","v":25000},{"$f":"Summary!G$219","v":250000},null,{"$f":"+Summary!J216","v":18},{"$f":"+Summary!J217","v":14.4},{"$f":"+Summary!J218","v":12.6},{"$f":"+Summary!J219","v":7.2},{"$f":"Summary!$J$214","v":100},{"$f":"+Summary!J221","v":24},"total","",{"$f":"+Summary!J387","v":50},{"$f":"+Summary!J386","v":1},{"$f":"+Summary!J82","v":7.3999999999999996E-2},null,null,"Heat pump","Heat pump","Heat pump",{"$f":"+Summary!$E247","v":20},{"$f":"+Summary!$E248","v":500},{"$f":"+Summary!$E249","v":2000},{"$f":"+Summary!$E250","v":20000},{"$f":"+Summary!$J246","v":0},{"$f":"+Summary!$J247","v":140},{"$f":"+Summary!$J248","v":119},{"$f":"+Summary!$J249","v":109.2},{"$f":"+Summary!$J250","v":100.8},"Heat pump","",{"$f":"-Summary!J266","v":-25.4},{"$f":"+Summary!J395","v":200},{"$f":"+Summary!J394","v":6},{"$f":"Summary!$J$83","v":0.09},"HP","","Oil boiler","Oil boiler","Oil boiler",{"$f":"+Summary!J242","v":80},{"$f":"+Summary!J403","v":80},{"$f":"+Summary!J402","v":4},{"$f":"Summary!$J$83","v":0.09},"oil boiler","","boiler","Heating","consumption",{"$f":"+Summary!E228","v":278},{"$f":"+Summary!E229","v":2778},{"$f":"+Summary!E230","v":27778},{"$f":"+Summary!E231","v":277778},"control",{"$f":"+Summary!J227","v":0},{"$f":"Summary!J228","v":45},{"$f":"Summary!J229","v":29.25},{"$f":"Summary!J230","v":27},{"$f":"Summary!J231","v":22.5},"fee","",{"$f":"+Summary!J411","v":80},{"$f":"+Summary!J410","v":4},{"$f":"+Summary!J83","v":0.09},"of gas","","","Årlig udg."]
[null,"",null,null,null,null,"m2","MWh","kWh/m2","",null,null,null,"m2","MWh h","h","h",{"$f":"+Summary!$D3","v":"kW"},{"$f":"+Summary!$D3","v":"kW"},{"$f":"+Summary!$G$3","v":"£"},{"$f":"+Summary!$G$3","v":"£"},{"$f":"+Summary!$G$3","v":"£"},{"$f":"+Summary!$G$3","v":"£"},null,null,"m","m","m","m","m","m","m","MWh",{"$f":"+Summary!$G$3","v":"£"},"MWh","MWh","MWh","MWh",null,{"$f":"+Summary!$G$3","v":"£"},{"$f":"+Summary!$G$3","v":"£"},{"$f":"+Summary!$G$3","v":"£"},{"$f":"+Summary!$G$3","v":"£"},{"$f":"+Summary!$G$3","v":"£"},{"$f":"+Summary!$G$3","v":"£"},{"$f":"+Summary!$G$3","v":"£"},{"$f":"+Summary!$I$222","v":"£/MWh"},{"$f":"+Summary!$G$3","v":"£"},{"$f":"+Summary!$G$3","v":"£"},{"$f":"+Summary!$G$3","v":"£"},{"$f":"+Summary!$G$3","v":"£"},{"$f":"+Summary!$I$222","v":"£/MWh"},{"$f":"+Summary!$G$3","v":"£"},"MWh","MWh","MWh","MWh","MWh","MWh",{"$f":"+Summary!$G$3","v":"£"},{"$f":"+Summary!$G$3","v":"£"},{"$f":"+Summary!$G$3","v":"£"},{"$f":"+Summary!$G$3","v":"£"},{"$f":"+Summary!$G$3","v":"£"},{"$f":"+Summary!$G$3","v":"£"},{"$f":"+Summary!$I$222","v":"£/MWh"},{"$f":"+Summary!$G$3","v":"£"},{"$f":"+Summary!$G$3","v":"£"},{"$f":"+Summary!$G$3","v":"£"},{"$f":"+Summary!$G$3","v":"£"},{"$f":"+Summary!$G$3","v":"£"},{"$f":"+Summary!$I$222","v":"£/MWh"},{"$f":"+Summary!$G$3","v":"£"},"MWh","MWh",{"$f":"+Summary!$G$3","v":"£"},{"$f":"+Summary!$G$3","v":"£"},{"$f":"+Summary!$G$3","v":"£"},{"$f":"+Summary!$G$3","v":"£"},{"$f":"+Summary!$G$3","v":"£"},{"$f":"+Summary!$I$222","v":"£/MWh"},{"$f":"+Summary!$G$3","v":"£"},"MWh","MWh","MWh","MWh","MWh","MWh",null,{"$f":"+Summary!$G$3","v":"£"},{"$f":"+Summary!$G$3","v":"£"},{"$f":"+Summary!$G$3","v":"£"},{"$f":"+Summary!$G$3","v":"£"},{"$f":"+Summary!$G$3","v":"£"},{"$f":"+Summary!$G$3","v":"£"},{"$f":"+Summary!$I$222","v":"£/MWh"},{"$f":"+Summary!$G$3","v":"£"},{"$f":"+Summary!$G$3","v":"£"},{"$f":"+Summary!$G$3","v":"£"},{"$f":"+Summary!$G$3","v":"£"},{"$f":"+Summary!$I$222","v":"£/MWh"},"%","opvarm."]
[null,null,null,null,null,null,null,null,"Upper",null,null,null,"1=indiv VP",null,null,null,"Default",null,"",null,null,null,"Constants form",null,null,null,null,null,null,null,null,null,null,null,null,null,null,null,null,null,null,null,null,null,null,null,null,null,null,null,null,null,null,null,null,null,null,null,null,null,null,null,null,null,null,null,null,null,null,null,null,null,null,null,null,null,null,null,null,null,null,null,null,"",null,null,null,null,null,null,null,null,null,null,null,null,null,null,null,null,""]
["Summary for all districts",null,null,null,null,null,null,null,"calorific ",null,null,null,"2=indiv oil",null,"",null,{"$f":"+Summary!J342","v":2000},null,"",null,null,null,1179.4714285714285,null,null,1,2,3,4,5,6,null,null,null,null,null,null,null,null,null,null,null,"",null,null,null,null,null,null,null,null,null,"Faktor x DH",null,"COP",null,null,null,null,null,null,null,null,null,"",null,null,null,null,null,null,null,"Factor x DH",null,null,null,null,null,null,null,null,"Factor x DH",null,{"$f":"3600","v":3600}]
[null,"",null,null,null,null,null,null,"value",null,null,null,"3=indiv gas",null,"",null,null,null,"",null,null,null,0.50990000000000002,null,null,15,20,25,0,0,0,null,null,null,null,null,null,null,null,null,null,null,null,null,null,null,null,null,null,null,null,null,{"$f":"Summary!$J$390","v":3.5},null,{"$f":"Summary!$J$393","v":3},null,null,null,null,null,null,null,null,null,"",null,null,null,null,null,null,null,{"$f":"+Summary!$J$399","v":2},null,{"$f":"+Summary!$J401","v":0.8},null,null,null,null,null,null,{"$f":"+Summary!$J$407","v":1.7},null,{"$f":"+Summary!$J409","v":0.8}]
[{"$f":"A$42","v":1},{"$f":"B$42","v":"[Settlement B] 1"},null,null,null,"",null,null,{"$f":"I$103","v":0},null,{"$f":"K$103","v":59},0," - ",0,0,null,0,0,0,{"$f":"T$103","v":0},0,0,0,null,null,{"$f":"Z$103","v":0},0,0,0,0,0,0,0,0,0,0,0,0,0,0,0,0,0,0,0,0,0,0,0,0,0,0,{"$f":"BA$103","v":0},0,0,null,null,null,null,null,null,null,null,null,0,0,0,0,0,0,0,0,0,0,0,0,0,0,0,0,0,0,0,0,0,0,0,0,0,0,0,0,0,0,0,0,0,0,0,0,0,0]
[{"$f":"A$105","v":2},{"$f":"B$105","v":"[Settlement B] 2"},null,null,null,"",null,null,{"$f":"I$185","v":0},null,{"$f":"K$185","v":79},0," - ",0,0,null,0,0,0,{"$f":"T$185","v":0},0,0,0,null,null,{"$f":"Z$185","v":0},{"$f":"AA$185","v":0},0,0,0,0,0,0,0,0,0,0,0,0,0,0,0,0,0,0,0,0,0,0,0,0,0,{"$f":"BA$185","v":0},0,0,null,null,null,null,null,null,null,null,null,0,0,0,0,0,0,0,0,0,0,0,0,0,0,0,0,0,0,0,0,0,0,0,0,0,0,0,0,0,0,0,0,0,0,0,0,0,0]
[{"$f":"A$187","v":3},{"$f":"B$187","v":"[Settlement B] 3"},null,null,null,"",null,null,{"$f":"I$268","v":0},null,{"$f":"K$268","v":79},0," - ",0,0,null,0,0,0,{"$f":"T$268","v":0},0,0,0,null,null,{"$f":"Z$268","v":0},{"$f":"AA$268","v":0},0,0,0,0,0,0,0,0,0,0,0,0,0,0,0,0,0,0,0,0,0,0,0,0,0,{"$f":"BA$268","v":0},0,0,null,null,null,null,null,null,null,null,null,0,0,0,0,0,0,0,0,0,0,0,0,0,0,0,0,0,0,0,0,0,0,0,0,0,0,0,0,0,0,0,0,0,0,0,0,0,0]
[{"$f":"A$270","v":4},{"$f":"B$270","v":"[Settlement B] 4"},null,null,null,"",null,null,{"$f":"I$347","v":0},null,{"$f":"K$347","v":76},0," - ",0,0,null,0,0,0,{"$f":"T$347","v":0},0,0,0,null,null,{"$f":"Z$347","v":0},{"$f":"AA$347","v":0},0,0,0,0,0,0,0,0,0,0,0,0,0,0,0,0,0,0,0,0,0,0,0,0,0,{"$f":"BA$347","v":0},0,0,0,0,0,0,0,0,0,0,0,0,0,0,0,0,0,0,0,0,0,0,0,0,0,0,0,0,0,0,0,0,0,0,0,0,0,0,0,0,0,0,0,0,0,0,0,0,0]
[{"$f":"A$349","v":5},{"$f":"B$349","v":"[Settlement B] 5"},null,null,null,"",null,null,{"$f":"I$453","v":0},null,{"$f":"K$453","v":103},0," - ",0,0,null,0,0,0,{"$f":"T$453","v":0},0,0,0,null,null,{"$f":"Z$453","v":0},{"$f":"AA$453","v":0},0,0,0,0,0,0,0,0,0,0,0,0,0,0,0,0,0,0,0,0,0,0,0,0,0,{"$f":"BA$453","v":0},0,0,0,0,0,0,0,0,0,0,0,0,0,0,0,0,0,0,0,0,0,0,0,0,0,0,0,0,0,0,0,0,0,0,0,0,0,0,0,0,0,0,0,0,0,0,0,0,0]
[{"$f":"A$455","v":6},{"$f":"B$455","v":"[Settlement B] 6"},null,null,null,"",null,null,{"$f":"I$531","v":0},null,{"$f":"K$531","v":75},0," - ",0,0,null,0,0,0,{"$f":"T$531","v":0},0,0,0,null,null,{"$f":"Z$531","v":0},{"$f":"AA$531","v":0},0,0,0,0,0,0,0,0,0,0,0,0,0,0,0,0,0,0,0,0,0,0,0,0,0,{"$f":"BA$531","v":0},0,0,0,0,0,0,0,0,0,0,0,0,0,0,0,0,0,0,0,0,0,0,0,0,0,0,0,0,0,0,0,0,0,0,0,0,0,0,0,0,0,0,0,0,0,0,0,0,0]
[{"$f":"A$533","v":7},{"$f":"B$533","v":"[Settlement B] 7"},null,null,null,"",null,null,{"$f":"I$640","v":0},null,{"$f":"K$640","v":103},0," - ",0,0,null,0,0,0,{"$f":"T$640","v":0},0,0,0,null,null,{"$f":"Z$640","v":0},{"$f":"AA$640","v":0},0,0,0,0,0,0,0,0,0,0,0,0,0,0,0,0,0,0,0,0,0,0,0,0,0,{"$f":"BA$640","v":0},0,0,0,0,0,0,0,0,0,0,0,0,0,0,0,0,0,0,0,0,0,0,0,0,0,0,0,0,0,0,0,0,0,0,0,0,0,0,0,0,0,0,0,0,0,0,0,0,0]
[{"$f":"A$642","v":8},{"$f":"B$642","v":"[Settlement B] 8"},null,null,null,"",null,null,{"$f":"I$703","v":0},null,{"$f":"K$703","v":58},0," - ",0,0,null,0,0,0,{"$f":"T$703","v":0},0,0,0,null,null,{"$f":"Z$703","v":0},{"$f":"AA$703","v":0},0,0,0,0,0,0,0,0,0,0,0,0,0,0,0,0,0,0,0,0,0,0,0,0,0,{"$f":"BA$703","v":0},0,0,0,0,0,0,0,0,0,0,0,0,0,0,0,0,0,0,0,0,0,0,0,0,0,0,0,0,0,0,0,0,0,0,0,0,0,0,0,0,0,0,0,0,0,0,0,0,0]
[{"$f":"A$705","v":9},{"$f":"B$705","v":"[Settlement A] Master"},null,null,null,"",null,null,{"$f":"I$772","v":0},null,{"$f":"K$772","v":66},0," - ",0,0,null,0,0,0,{"$f":"T$772","v":0},0,0,0,null,null,{"$f":"Z$772","v":0},{"$f":"AA$772","v":0},0,0,0,0,0,0,0,0,0,0,0,0,0,0,0,0,0,0,0,0,0,0,0,0,0,{"$f":"BA$772","v":0},0,0,0,0,0,0,0,0,0,0,0,0,0,0,0,0,0,0,0,0,0,0,0,0,0,0,0,0,0,0,0,0,0,0,0,0,0,0,0,0,0,0,0,0,0,0,0,0,0]
[{"$f":"A$774","v":10},{"$f":"B$774","v":"[Settlement A] 2"},null,null,null,"",null,null,{"$f":"I$806","v":0},null,{"$f":"K$806","v":31},0," - ",0,0,null,0,0,0,{"$f":"T$806","v":0},0,0,0,null,null,{"$f":"Z$806","v":0},{"$f":"AA$806","v":0},0,0,0,0,0,0,0,0,0,0,0,0,0,0,0,0,0,0,0,0,0,0,0,0,0,{"$f":"BA$806","v":0},0,0,0,0,0,0,0,0,0,0,0,0,0,0,0,0,0,0,0,0,0,0,0,0,0,0,0,0,0,0,0,0,0,0,0,0,0,0,0,0,0,0,0,0,0,0,0,0,0]
[{"$f":"A$808","v":11},{"$f":"B$808","v":"[Settlement A] 3"},null,null,null,"",null,null,{"$f":"I$820","v":0},null,{"$f":"K$820","v":11},0," - ",0,0,null,0,0,0,{"$f":"T$820","v":0},0,0,0,null,null,{"$f":"Z$820","v":0},{"$f":"AA$820","v":0},0,0,0,0,0,0,0,0,0,0,0,0,0,0,0,0,0,0,0,0,0,0,0,0,0,{"$f":"BA$820","v":0},0,0,0,0,0,0,0,0,0,0,0,0,0,0,0,0,0,0,0,0,0,0,0,0,0,0,0,0,0,0,0,0,0,0,0,0,0,0,0,0,0,0,0,0,0,0,0,0,0]
[{"$f":"A$822","v":12},{"$f":"B$822","v":"[Settlement A] 4"},null,null,null,"",null,null,{"$f":"I$837","v":0},null,{"$f":"K$837","v":14},0," - ",0,0,null,0,0,0,{"$f":"T$837","v":0},0,0,0,null,null,{"$f":"Z$837","v":0},{"$f":"AA$837","v":0},0,0,0,0,0,0,0,0,0,0,0,0,0,0,0,0,0,0,0,0,0,0,0,0,0,{"$f":"BA$837","v":0},0,0,0,0,0,0,0,0,0,0,0,0,0,0,0,0,0,0,0,0,0,0,0,0,0,0,0,0,0,0,0,0,0,0,0,0,0,0,0,0,0,0,0,0,0,0,0,0,0]
[{"$f":"A$839","v":13},{"$f":"B$839","v":"[Settlement A] 5"},null,null,null,"",null,null,{"$f":"I$842","v":0},null,{"$f":"K$842","v":1},0," - ",0,0,null,0,0,0,{"$f":"T$842","v":0},0,0,0,null,null,{"$f":"Z$842","v":0},{"$f":"AA$842","v":0},0,0,0,0,0,0,0,0,0,0,0,0,0,0,0,0,0,0,0,0,0,0,0,0,0,{"$f":"BA$842","v":0},0,0,0,0,0,0,0,0,0,0,0,0,0,0,0,0,0,0,0,0,0,0,0,0,0,0,0,0,0,0,0,0,0,0,0,0,0,0,0,0,0,0,0,0,0,0,0,0,0]
[{"$f":"A$844","v":14},{"$f":"B$844","v":"[Settlement A] 6"},null,null,null,"",null,null,{"$f":"I$847","v":0},null,{"$f":"K$847","v":1},0," - ",0,0,null,0,0,0,{"$f":"T$847","v":0},0,0,0,null,null,{"$f":"Z$847","v":0},{"$f":"AA$847","v":0},0,0,0,0,0,0,0,0,0,0,0,0,0,0,0,0,0,0,0,0,0,0,0,0,0,{"$f":"BA$847","v":0},0,0,0,0,0,0,0,0,0,0,0,0,0,0,0,0,0,0,0,0,0,0,0,0,0,0,0,0,0,0,0,0,0,0,0,0,0,0,0,0,0,0,0,0,0,0,0,0,0]
[{"$f":"A$849","v":15},{"$f":"B$849","v":"[Settlement A] 7"},null,null,null,"",null,null,{"$f":"I$1246","v":0},null,{"$f":"K$1246","v":396},396,2.9848484848484849,0,0,null,{"$error":"#DIV/0!"},0,{"$error":"#DIV/0!"},{"$f":"T$1246","v":{"$error":"#DIV/0!"}},{"$error":"#DIV/0!"},{"$error":"#DIV/0!"},{"$error":"#DIV/0!"},null,null,{"$f":"Z$1246","v":{"$error":"#DIV/0!"}},{"$f":"AA$1246","v":{"$error":"#DIV/0!"}},{"$error":"#DIV/0!"},{"$error":"#DIV/0!"},{"$error":"#DIV/0!"},{"$error":"#DIV/0!"},{"$error":"#DIV/0!"},{"$error":"#DIV/0!"},{"$error":"#DIV/0!"},0,0,0,0,0,0,0,0,0,39600,0,39600,0,19800,0,{"$error":"#DIV/0!"},{"$error":"#DIV/0!"},0,{"$f":"BA$1246","v":{"$error":"#DIV/0!"}},0,0,0,0,0,0,0,0,0,0,0,0,0,0,600,0,{"$error":"#DIV/0!"},{"$error":"#DIV/0!"},0,0,0,0,0,0,0,0,0,0,1886400,0,0,0,0,0,0,0,0,0,0,0,0,0,0,31440,0,169776,201216,0,{"$error":"#DIV/0!"}]
[]
[null,"Total",null,null,null,"",null,null,"",null,{"$f":"SUM(K9:K24)","v":1152},396,"",0,0,null,{"$f":"+O25/S25*1000","v":{"$error":"#DIV/0!"}},null,{"$f":"SUM(S9:S24)","v":{"$error":"#DIV/0!"}},{"$error":"#DIV/0!"},{"$error":"#DIV/0!"},{"$error":"#DIV/0!"},{"$error":"#DIV/0!"},null,null,{"$f":"SUM(Z9:Z24)","v":{"$error":"#DIV/0!"}},{"$error":"#DIV/0!"},{"$error":"#DIV/0!"},{"$error":"#DIV/0!"},{"$error":"#DIV/0!"},{"$error":"#DIV/0!"},{"$error":"#DIV/0!"},{"$error":"#DIV/0!"},{"$error":"#DIV/0!"},0,0,0,0,0,0,0,0,0,39600,0,39600,{"$f":"+IF(O25=0,0,AT25/O25)","v":0},{"$f":"SUM(AV9:AV24)","v":19800},0,{"$error":"#DIV/0!"},{"$error":"#DIV/0!"},{"$f":"+IF(O25=0,0,AY25/O25)","v":0},{"$f":"SUM(BA9:BA24)","v":{"$error":"#DIV/0!"}},0,0,{"$f":"SUM(BD9:BD24)","v":0},0,0,0,0,0,0,0,0,0,{"$f":"+IF(BB25=0,0,BM25/BB25)","v":0},{"$f":"SUM(BO9:BO24)","v":0},600,0,{"$error":"#DIV/0!"},{"$error":"#DIV/0!"},{"$f":"IF(+BB25=0,0,BS25/(+BB25))","v":0},{"$f":"SUM(BU9:BU24)","v":0},0,0,0,0,0,0,0,{"$f":"IF(BW25=0,0,(CB25)/(BV25))","v":0},1886400,{"$f":"SUM(CE9:CE24)","v":0},{"$f":"SUM(CF9:CF24)","v":0},{"$f":"SUM(CG9:CG24)","v":0},0,0,0,0,0,0,0,0,0,0,{"$f":"IF((CE25)=0,0,CQ25/(CE25))","v":0},{"$f":"SUM(CS9:CS24)","v":31440},{"$f":"SUM(CT9:CT24)","v":0},{"$f":"SUM(CU9:CU24)","v":169776},{"$f":"SUM(CV9:CV24)","v":201216},{"$f":"IF(CE25=0,0,(CV25)/(CE25))","v":0},{"$f":"+IF((CV25+CB25+BS25)=0,0,(CV25+CB25+BS25-AY25)/(CV25+CB25+BS25))","v":{"$error":"#DIV/0!"}}]
[null,"Control ",null,null,null,"","",null,{"$f":"I$1248","v":0},"",{"$f":"K$1248","v":1152},396,"",0,0,null,{"$error":"#DIV/0!"},null,{"$f":"S$1248","v":{"$error":"#DIV/0!"}},{"$f":"T$1248","v":{"$error":"#DIV/0!"}},{"$f":"U$1248","v":{"$error":"#DIV/0!"}},{"$f":"V$1248","v":{"$error":"#DIV/0!"}},{"$f":"W$1248","v":{"$error":"#DIV/0!"}},"","",{"$f":"Z$1248","v":{"$error":"#DIV/0!"}},{"$error":"#DIV/0!"},{"$error":"#DIV/0!"},{"$error":"#DIV/0!"},{"$error":"#DIV/0!"},{"$error":"#DIV/0!"},{"$error":"#DIV/0!"},{"$error":"#DIV/0!"},{"$error":"#DIV/0!"},0,0,0,0,0,0,0,0,0,39600,0,39600,0,null,null,null,null,{"$f":"AZ$1248","v":0},{"$f":"BA$1248","v":{"$error":"#DIV/0!"}},0,0,0,0,0,0,0,0,0,0,0,0,{"$f":"+IF(BB26=0,0,BM26/BB26)","v":0},{"$f":"+BB26*BO$4","v":0},600,0,{"$error":"#DIV/0!"},{"$error":"#DIV/0!"},0,0,0,0,0,0,0,0,0,0,1886400,0,0,0,0,0,0,0,0,0,0,0,0,0,0,31440,0,169776,201216,0,{"$error":"#DIV/0!"}]
[null,null,null,null,null,null,null,null,null,null,null,null,null,"control",{"$f":"+BB26+BV26+CE26","v":0},null,null,null,null,"Discount","Factor",null,null,null,null,null,null,null,null,null,null,null,null,null,null,null,null,null,null,null,null,null,null,null,null,null,null,null,null,null,null,null,null,null,null,null,null,null,null,null,null,null,null,"Ave. Price of electricity",null,{"$f":"+IF(BC25=0,\"-\",BM25/$BC25)","v":"-"},null,null,null,null,null,null,null,null,"Cost of oil",{"$f":"+IF(BV25=0,\"-\",BX25/BV25)","v":"-"},null,null,null,null,null,null,null,null,null,null,null,null,null,null,null,null,null,"Ave. Price of gas",null,{"$f":"+IF(CF25=0,\"-\",CQ25/$CF25)","v":"-"}]
["Types of consumers",null,null,null,null,null,null,null,null,null,null,"",null,null,null,null,null,null,null,{"$f":"+Summary!J211","v":0.5},{"$f":"+Summary!J212","v":0.25}]
[1,"Standard consumer","Small",null,"no specific address","",100,null,110,"default",1,{"$f":"+K29","v":1},1,{"$f":"+L29*G29","v":100},{"$f":"+N29*I29/1000","v":11},2000,{"$f":"+IF(P29>0,P29,Q$7)","v":2000},{"$f":"+G29*I29/Q29","v":5.5},{"$f":"+O29/P29*1000","v":5.5},{"$f":"+AH29*T$28","v":2534.25},{"$f":"+W29*U$28","v":703.29635903493352},{"$f":"SUM(T29:U29)","v":3237.5463590349336},{"$f":"+W$7*R29^W$8*L29","v":2813.1854361397341},{"$f":"IF(L29=0,\"\",VLOOKUP($R29/1000,Networkdesign!$R$4:$T$17,3))","v":"DN15"},{"$f":"IF(L29=0,0,VLOOKUP($S29/L29/1000,Networkdesign!$R$4:$U$17,4))","v":1},{"$f":"($Y29=Z$7)*Z$8*$L29","v":15},0,0,0,0,0,{"$f":"+SUM(Z29:AE29)","v":15},{"$f":"+(Z29*Networkdesign!O$6+AA29*Networkdesign!O$8+AB29*Networkdesign!O$9+AC29*Networkdesign!O$10+AD29*Networkdesign!O$11+AE29*Networkdesign!O$12)/1000","v":1.2325320000000002},{"$f":"+(Z29*Network!G$76+AA29*Network!I$76+AB29*Network!J$76+AC29*Network!K$76+AD29*Network!L$76+AE29*Network!M$76)","v":5068.5},{"$f":"IF($L29=0,0,IF($O29/$L29<AI$4,IF($O29/$L29<AI$3,0,$O29/$L29-AI$3),AI$4-AI$3)*$L29)","v":11},0,0,0,{"$f":"+SUM(AI29:AL29)-O29","v":0},{"$f":"+AI29*AN$4","v":198},{"$f":"+AJ29*AO$4","v":0},{"$f":"+AK29*AP$4","v":0},{"$f":"+AL29*AQ$4","v":0},{"$f":"+AR$4*L29","v":100},{"$f":"+O29*AS$4","v":264},{"$f":"+SUM(AN29:AS29)","v":562},{"$f":"+IF(O29=0,0,AT29/O29)","v":51.090909090909093},{"$f":"+AV$4*L29","v":50},{"$f":"+O29*AW$4","v":11},{"$f":"+(V29+W29)*AX$4*L29","v":447.75415284292541},{"$f":"+AT29+SUM(AV29:AX29)","v":1070.7541528429254},{"$f":"+IF(O29=0,0,AY29/O29)","v":97.341286622084127},{"$f":"IF(M29>1,0,BA$8*$W29+S29*Summary!J$391)","v":12046.149026489069},{"$f":"IF(M29>1,0,O29)","v":11},{"$f":"+BB29/BC$8","v":3.6666666666666665},{"$f":"IF($L29=0,0,IF(BC29/$L29<BD$4,BC29,BD$4*$L29))","v":3.6666666666666665},{"$f":"IF($L29=0,0,IF(BC29/$L29<BE$4,IF(BC29/$L29<BD$4,0,BC29-BD$4*$L29),$L29*(BE$4-BD$4)))","v":0},{"$f":"IF($L29=0,0,IF(BC29/$L29<BF$4,IF(BC29/$L29<BE$4,0,BC29-$L29*BE$4),$L29*(BF$4-BE$4)))","v":0},{"$f":"+IF($L29=0,0,IF(BC29/$L29<BF$4,0,BC29-$L29*BF$4))","v":0},{"$f":"+BH$4","v":0},{"$f":"+BI$4*BD29","v":513.33333333333326},{"$f":"+BJ$4*BE29","v":0},{"$f":"+BK$4*BF29","v":0},{"$f":"+BL$4*BG29","v":0},{"$f":"+SUM(BH29:BL29)","v":513.33333333333326},{"$f":"+IF(BB29=0,0,BM29/BB29)","v":46.666666666666657},{"$f":"+BB29*BO$4","v":-279.39999999999998},{"$f":"IF(M29>1,0,+L29*BP$4)","v":200},{"$f":"IF(M29>1,0,O29*BQ$4)","v":66},{"$f":"Summary!J$83*(+BA29)","v":1084.1534123840161},{"$f":"+BM29+BO29+BP29+BQ29+BR29","v":1584.0867457173495},{"$f":"IF(+BB29=0,0,BS29/(+BB29))","v":144.00788597430449},{"$f":"+IF($M29=2,IF($O29<Summary!$F$383,Summary!$J$398*$L29,$BU$8*$W29),0)","v":0},{"$f":"IF($M29=2,$O29,0)","v":0},{"$f":"(BV29)/BW$8","v":0},{"$f":"+BW29*BX$4","v":0},{"$f":"+IF($M29=2,BY$4*$L29,0)","v":0},{"$f":"+BV29*BZ$4","v":0},{"$f":"+BU29*CA$4*L29","v":0},{"$f":"+SUM(BX29:CA29)","v":0},{"$f":"IF(BW29=0,0,(CB29)/(BV29))","v":0},{"$f":"+IF($M29=3,IF($O29<Summary!$F$383,Summary!$J$406*$L29,$CD$8*$W29),0)","v":0},{"$f":"IF($M29=3,$O29,0)","v":0},{"$f":"(CE29)*3.6*1000/CF$7/CF$8","v":0},{"$f":"IF($L29=0,0,IF(CF29/$L29<CG$4,CF29,CG$4*$L29))","v":0},{"$f":"IF($L29=0,0,IF(CF29/$L29<CH$4,IF(CF29/$L29<CG$4,0,CF29-CG$4*$L29),$L29*(CH$4-CG$4)))","v":0},{"$f":"IF($L29=0,0,IF(CF29/$L29<CI$4,IF(CF29/$L29<CH$4,0,CF29-$L29*CH$4),$L29*(CI$4-CH$4)))","v":0},{"$f":"+IF($L29=0,0,IF(CF29/$L29<CI$4,0,CF29-$L29*CI$4))","v":0},{"$f":"CF29-SUM(CG29:CJ29)","v":0},{"$f":"+IF(M29=3,CL$4*L29,0)","v":0},{"$f":"CM$4*CG29","v":0},0,0,0,{"$f":"SUM(CL29:CP29)","v":0},{"$f":"IF((CE29)=0,0,CQ29/(CE29))","v":0},{"$f":"+IF($M29=3,CS$4*$L29,0)","v":0},{"$f":"+CE29*CT$4","v":0},{"$f":"+L29*CU$4*CD29","v":0},{"$f":"+CS29+CQ29+CT29+CU29","v":0},{"$f":"IF(CE29=0,0,(CV29)/(CE29))","v":0},{"$f":"+IF((CV29+CB29+BS29)=0,0,(CV29+CB29+BS29-AY29)/(CV29+CB29+BS29))","v":0.3240558601113494},{"$f":"+IF(#REF!=0,0,(#REF!-#REF!)/#REF!)","v":{"$error":"#REF!"}}]
[{"$f":"A29+1","v":2},"Standard consumer","Medium",null,"no specific address","",400,null,110,"default",1,1,1,400,44,2000,{"$f":"+IF(P30>0,P30,Q$7)","v":2000},22,22,{"$f":"+AH30*T$28","v":3668},{"$f":"+W30*U$28","v":1426.0303172083677},{"$f":"SUM(T30:U30)","v":5094.0303172083677},5704.1212688334708,{"$f":"IF(L30=0,\"\",VLOOKUP($R30/1000,Networkdesign!$R$4:$T$17,3))","v":"DN32"},{"$f":"IF(L30=0,0,VLOOKUP($S30/L30/1000,Networkdesign!$R$4:$U$17,4))","v":2},0,20,0,0,0,0,20,{"$f":"+(Z30*Networkdesign!O$6+AA30*Networkdesign!O$8+AB30*Networkdesign!O$9+AC30*Networkdesign!O$10+AD30*Networkdesign!O$11+AE30*Networkdesign!O$12)/1000","v":2.34768},{"$f":"+(Z30*Network!G$76+AA30*Network!I$76+AB30*Network!J$76+AC30*Network!K$76+AD30*Network!L$76+AE30*Network!M$76)","v":7336},44,0,0,0,0,792,0,0,0,100,1056,{"$f":"+SUM(AN30:AS30)","v":1948},44.272727272727273,{"$f":"+AV$4*L30","v":50},{"$f":"+O30*AW$4","v":44},{"$f":"+(V30+W30)*AX$4*L30","v":799.06321736709606},{"$f":"+AT30+SUM(AV30:AX30)","v":2841.0632173670961},{"$f":"+IF(O30=0,0,AY30/O30)","v":64.569618576524917},{"$f":"IF(M30>1,0,BA$8*$W30+S30*Summary!J$391)","v":28764.424440917148},{"$f":"IF(M30>1,0,O30)","v":44},14.666666666666666,{"$f":"IF($L30=0,0,IF(BC30/$L30<BD$4,BC30,BD$4*$L30))","v":14.666666666666666},{"$f":"IF($L30=0,0,IF(BC30/$L30<BE$4,IF(BC30/$L30<BD$4,0,BC30-BD$4*$L30),$L30*(BE$4-BD$4)))","v":0},{"$f":"IF($L30=0,0,IF(BC30/$L30<BF$4,IF(BC30/$L30<BE$4,0,BC30-$L30*BE$4),$L30*(BF$4-BE$4)))","v":0},{"$f":"+IF($L30=0,0,IF(BC30/$L30<BF$4,0,BC30-$L30*BF$4))","v":0},{"$f":"+BH$4","v":0},{"$f":"+BI$4*BD30","v":2053.333333333333},0,0,0,{"$f":"+SUM(BH30:BL30)","v":2053.333333333333},{"$f":"+IF(BB30=0,0,BM30/BB30)","v":46.666666666666657},{"$f":"+BB30*BO$4","v":-1117.5999999999999},{"$f":"IF(M30>1,0,+L30*BP$4)","v":200},{"$f":"IF(M30>1,0,O30*BQ$4)","v":264},{"$f":"Summary!J$83*(+BA30)","v":2588.7981996825433},{"$f":"+BM30+BO30+BP30+BQ30+BR30","v":3988.5315330158764},{"$f":"IF(+BB30=0,0,BS30/(+BB30))","v":90.648443932179006},{"$f":"+IF($M30=2,IF($O30<Summary!$F$383,Summary!$J$398*$L30,$BU$8*$W30),0)","v":0},{"$f":"IF($M30=2,$O30,0)","v":0},{"$f":"(BV30)/BW$8","v":0},{"$f":"+BW30*BX$4","v":0},{"$f":"+IF($M30=2,BY$4*$L30,0)","v":0},{"$f":"+BV30*BZ$4","v":0},{"$f":"+BU30*CA$4*L30","v":0},{"$f":"+SUM(BX30:CA30)","v":0},{"$f":"IF(BW30=0,0,(CB30)/(BV30))","v":0},{"$f":"+IF(M30=3,IF(O30<Summary!F$383,Summary!J$406*L30,CD$8*W30),0)","v":0},{"$f":"IF(M30=3,$O30,0)","v":0},0,{"$f":"IF(L30=0,0,IF(CF30/L30<CG$4,CF30,CG$4*L30))","v":0},{"$f":"IF(L30=0,0,IF(CF30/L30<CH$4,IF(CF30/L30<CG$4,0,CF30-CG$4*L30),L30*(CH$4-CG$4)))","v":0},{"$f":"IF(L30=0,0,IF(CF30/L30<CI$4,IF(CF30/L30<CH$4,0,CF30-L30*CH$4),L30*(CI$4-CH$4)))","v":0},{"$f":"+IF(L30=0,0,IF(CF30/L30<CI$4,0,CF30-L30*CI$4))","v":0},{"$f":"CF30-SUM(CG30:CJ30)","v":0},{"$f":"+IF(M30=3,CL$4*L30,0)","v":0},{"$f":"CM$4*CG30","v":0},{"$f":"CN$4*CH30","v":0},{"$f":"CO$4*CI30","v":0},{"$f":"CP$4*CJ30","v":0},{"$f":"SUM(CL30:CP30)","v":0},{"$f":"IF((CE30)=0,0,CQ30/(CE30))","v":0},{"$f":"+IF(M30=3,CS$4*L30,0)","v":0},{"$f":"+CE30*CT$4","v":0},{"$f":"+L30*CU$4*CD30","v":0},{"$f":"+CS30+CQ30+CT30+CU30","v":0},{"$f":"IF(CE30=0,0,(CV30)/(CE30))","v":0},{"$f":"+IF((CV30+CB30+BS30)=0,0,(CV30+CB30+BS30-AY30)/(CV30+CB30+BS30))","v":0.28769192524877374},{"$f":"+IF(#REF!=0,0,(#REF!-#REF!)/#REF!)","v":{"$error":"#REF!"}}]
[3,"Standard consumer","Large",null,"no specific address","",2000,null,110,"default",1,1,1,2000,220,2000,2000,110,110,4903.75,3239.9146071229857,8143.6646071229861,12959.658428491943,{"$f":"IF(L31=0,\"\",VLOOKUP($R31/1000,Networkdesign!$R$4:$T$17,3))","v":"DN50"},{"$f":"IF(L31=0,0,VLOOKUP($S31/L31/1000,Networkdesign!$R$4:$U$17,4))","v":3},0,0,25,0,0,0,25,{"$f":"+(Z31*Networkdesign!O$6+AA31*Networkdesign!O$8+AB31*Networkdesign!O$9+AC31*Networkdesign!O$10+AD31*Networkdesign!O$11+AE31*Networkdesign!O$12)/1000","v":2.9346000000000001},{"$f":"+(Z31*Network!G$76+AA31*Network!I$76+AB31*Network!J$76+AC31*Network!K$76+AD31*Network!L$76+AE31*Network!M$76)","v":9807.5},220,0,0,0,0,3960,0,0,0,100,5280,9340,42.454545454545453,50,220,1561.6459046355046,11171.645904635505,50.780208657434116,{"$f":"IF(M31>1,0,BA$8*$W31+S31*Summary!J$391)","v":89358.804499721795},220,73.333333333333329,20,53.333333333333329,0,0,0,2800,6346.6666666666661,0,0,9146.6666666666661,41.575757575757571,{"$f":"+BB31*BO$4","v":-5588},{"$f":"IF(M31>1,0,+L31*BP$4)","v":200},{"$f":"IF(M31>1,0,O31*BQ$4)","v":1320},{"$f":"Summary!J$83*(+BA31)","v":8042.2924049749608},{"$f":"+BM31+BO31+BP31+BQ31+BR31","v":13120.959071641628},59.640723052916492,{"$f":"+IF($M31=2,IF($O31<Summary!$F$383,Summary!$J$398*$L31,$BU$8*$W31),0)","v":0},0,0,0,0,0,0,0,0,{"$f":"+IF(M31=3,IF(O31<Summary!F$383,Summary!J$406*L31,CD$8*W31),0)","v":0},0,0,0,0,0,0,0,0,0,0,0,0,0,0,0,0,0,0,0,0.14856483861908998,{"$f":"+IF(#REF!=0,0,(#REF!-#REF!)/#REF!)","v":{"$error":"#REF!"}}]
[4,"Standard consumer","Very large",null,"no specific address","",10000,null,110,"default",1,1,1,10000,1100,2000,2000,550,550,0,7361.0262943063954,7361.0262943063954,29444.105177225581,{"$f":"IF(L32=0,\"\",VLOOKUP($R32/1000,Networkdesign!$R$4:$T$17,3))","v":"DN80"},{"$f":"IF(L32=0,0,VLOOKUP($S32/L32/1000,Networkdesign!$R$4:$U$17,4))","v":5},0,0,0,0,0,0,0,{"$f":"+(Z32*Networkdesign!O$6+AA32*Networkdesign!O$8+AB32*Networkdesign!O$9+AC32*Networkdesign!O$10+AD32*Networkdesign!O$11+AE32*Networkdesign!O$12)/1000","v":0},{"$f":"+(Z32*Network!G$76+AA32*Network!I$76+AB32*Network!J$76+AC32*Network!K$76+AD32*Network!L$76+AE32*Network!M$76)","v":0},250,850,0,0,0,4500,12240,0,0,100,26400,43240,39.309090909090912,50,1100,2723.5797288933659,47113.579728893368,42.830527026266701,{"$f":"IF(M32>1,0,BA$8*$W32+S32*Summary!J$391)","v":323054.36812028952},1100,366.66666666666669,20,346.66666666666669,0,0,0,2800,41253.333333333336,0,0,44053.333333333336,40.048484848484854,-27940,200,6600,{"$f":"Summary!J$83*(+BA32)","v":29074.893130826054},51988.226464159394,47.262024058326723,{"$f":"+IF($M32=2,IF($O32<Summary!$F$383,Summary!$J$398*$L32,$BU$8*$W32),0)","v":0},0,0,0,0,0,0,0,0,{"$f":"+IF(M32=3,IF(O32<Summary!F$383,Summary!J$406*L32,CD$8*W32),0)","v":0},0,0,0,0,0,0,0,0,{"$f":"CM$4*CG32","v":0},0,0,0,0,0,0,0,0,0,0,9.3764436042583596E-2,{"$f":"+IF(#REF!=0,0,(#REF!-#REF!)/#REF!)","v":{"$error":"#REF!"}}]
[5,"Standard consumer","Small",null,"no specific address","",100,null,110,"default",1,1,2,100,11,2000,2000,5.5,5.5,2534.25,703.29635903493352,3237.5463590349336,2813.1854361397341,{"$f":"IF(L33=0,\"\",VLOOKUP($R33/1000,Networkdesign!$R$4:$T$17,3))","v":"DN15"},{"$f":"IF(L33=0,0,VLOOKUP($S33/L33/1000,Networkdesign!$R$4:$U$17,4))","v":1},15,0,0,0,0,0,15,{"$f":"+(Z33*Networkdesign!O$6+AA33*Networkdesign!O$8+AB33*Networkdesign!O$9+AC33*Networkdesign!O$10+AD33*Networkdesign!O$11+AE33*Networkdesign!O$12)/1000","v":1.2325320000000002},{"$f":"+(Z33*Network!G$76+AA33*Network!I$76+AB33*Network!J$76+AC33*Network!K$76+AD33*Network!L$76+AE33*Network!M$76)","v":5068.5},11,0,0,0,0,198,0,0,0,100,264,562,51.090909090909093,50,11,447.75415284292541,1070.7541528429254,97.341286622084127,{"$f":"IF(M33>1,0,BA$8*$W33+S33*Summary!J$391)","v":0},0,0,0,0,0,0,0,0,0,0,0,0,0,0,0,0,{"$f":"Summary!J$83*(+BA33)","v":0},0,0,{"$f":"+IF($M33=2,IF($O33<Summary!$F$383,Summary!$J$398*$L33,$BU$8*$W33),0)","v":5000},11,13.75,1100,80,44,450,1674,152.18181818181819,{"$f":"+IF(M33=3,IF(O33<Summary!F$383,Summary!J$406*L33,CD$8*W33),0)","v":0},0,0,0,0,0,0,0,0,0,0,0,0,0,0,0,0,0,0,0,0.36036191586444127,{"$f":"+IF(#REF!=0,0,(#REF!-#REF!)/#REF!)","v":{"$error":"#REF!"}}]
[6,"Standard consumer","Medium",null,"no specific address","",400,null,110,"default",1,1,2,400,44,2000,2000,22,22,3668,1426.0303172083677,5094.0303172083677,5704.1212688334708,{"$f":"IF(L34=0,\"\",VLOOKUP($R34/1000,Networkdesign!$R$4:$T$17,3))","v":"DN32"},{"$f":"IF(L34=0,0,VLOOKUP($S34/L34/1000,Networkdesign!$R$4:$U$17,4))","v":2},0,20,0,0,0,0,20,{"$f":"+(Z34*Networkdesign!O$6+AA34*Networkdesign!O$8+AB34*Networkdesign!O$9+AC34*Networkdesign!O$10+AD34*Networkdesign!O$11+AE34*Networkdesign!O$12)/1000","v":2.34768},{"$f":"+(Z34*Network!G$76+AA34*Network!I$76+AB34*Network!J$76+AC34*Network!K$76+AD34*Network!L$76+AE34*Network!M$76)","v":7336},44,0,0,0,0,792,0,0,0,100,1056,1948,44.272727272727273,50,44,799.06321736709606,2841.0632173670961,64.569618576524917,{"$f":"IF(M34>1,0,BA$8*$W34+S34*Summary!J$391)","v":0},0,0,0,0,0,0,0,0,0,0,0,0,0,0,0,0,{"$f":"Summary!J$83*(+BA34)","v":0},0,0,{"$f":"+IF($M34=2,IF($O34<Summary!$F$383,Summary!$J$398*$L34,$BU$8*$W34),0)","v":5000},44,55,4400,80,176,450,5106,116.04545454545455,{"$f":"+IF(M34=3,IF(O34<Summary!F$383,Summary!J$406*L34,CD$8*W34),0)","v":0},0,0,0,0,0,0,0,0,0,0,0,0,0,0,0,0,0,0,0,0.44358338868642849,{"$f":"+IF(#REF!=0,0,(#REF!-#REF!)/#REF!)","v":{"$error":"#REF!"}}]
[7,"Standard consumer","Large",null,"no specific address","",2000,null,110,"default",1,1,2,2000,220,2000,2000,110,110,4903.75,3239.9146071229857,8143.6646071229861,12959.658428491943,{"$f":"IF(L35=0,\"\",VLOOKUP($R35/1000,Networkdesign!$R$4:$T$17,3))","v":"DN50"},{"$f":"IF(L35=0,0,VLOOKUP($S35/L35/1000,Networkdesign!$R$4:$U$17,4))","v":3},0,0,25,0,0,0,25,{"$f":"+(Z35*Networkdesign!O$6+AA35*Networkdesign!O$8+AB35*Networkdesign!O$9+AC35*Networkdesign!O$10+AD35*Networkdesign!O$11+AE35*Networkdesign!O$12)/1000","v":2.9346000000000001},{"$f":"+(Z35*Network!G$76+AA35*Network!I$76+AB35*Network!J$76+AC35*Network!K$76+AD35*Network!L$76+AE35*Network!M$76)","v":9807.5},220,0,0,0,0,3960,0,0,0,100,5280,9340,42.454545454545453,50,220,1561.6459046355046,11171.645904635505,50.780208657434116,{"$f":"IF(M35>1,0,BA$8*$W35+S35*Summary!J$391)","v":0},0,0,0,0,0,0,0,0,0,0,0,0,0,0,0,0,{"$f":"Summary!J$83*(+BA35)","v":0},0,0,{"$f":"+IF($M35=2,IF($O35<Summary!$F$383,Summary!$J$398*$L35,$BU$8*$W35),0)","v":25919.316856983885},220,275,22000,80,880,2332.7385171285496,25292.73851712855,114.96699325967522,{"$f":"+IF(M35=3,IF(O35<Summary!F$383,Summary!J$406*L35,CD$8*W35),0)","v":0},0,0,0,0,0,0,0,0,0,0,0,0,0,0,0,0,0,0,0,0.55830619539003534,{"$f":"+IF(#REF!=0,0,(#REF!-#REF!)/#REF!)","v":{"$error":"#REF!"}}]
[8,"Standard consumer","Very large",null,"no specific address","",10000,null,110,"default",1,1,2,10000,1100,2000,2000,550,550,0,7361.0262943063954,7361.0262943063954,29444.105177225581,{"$f":"IF(L36=0,\"\",VLOOKUP($R36/1000,Networkdesign!$R$4:$T$17,3))","v":"DN80"},{"$f":"IF(L36=0,0,VLOOKUP($S36/L36/1000,Networkdesign!$R$4:$U$17,4))","v":5},0,0,0,0,0,0,0,{"$f":"+(Z36*Networkdesign!O$6+AA36*Networkdesign!O$8+AB36*Networkdesign!O$9+AC36*Networkdesign!O$10+AD36*Networkdesign!O$11+AE36*Networkdesign!O$12)/1000","v":0},{"$f":"+(Z36*Network!G$76+AA36*Network!I$76+AB36*Network!J$76+AC36*Network!K$76+AD36*Network!L$76+AE36*Network!M$76)","v":0},250,850,0,0,0,4500,12240,0,0,100,26400,43240,39.309090909090912,50,1100,2723.5797288933659,47113.579728893368,42.830527026266701,{"$f":"IF(M36>1,0,BA$8*$W36+S36*Summary!J$391)","v":0},0,0,0,0,0,0,0,0,0,0,0,0,0,0,0,0,{"$f":"Summary!J$83*(+BA36)","v":0},0,0,{"$f":"+IF($M36=2,IF($O36<Summary!$F$383,Summary!$J$398*$L36,$BU$8*$W36),0)","v":58888.210354451163},1100,1375,110000,80,4400,5299.9389319006041,119779.9389319006,108.89085357445509,{"$f":"+IF(M36=3,IF(O36<Summary!F$383,Summary!J$406*L36,CD$8*W36),0)","v":0},0,0,0,0,0,0,0,0,0,0,0,0,0,0,0,0,0,0,0,0.60666552221504133,{"$f":"+IF(#REF!=0,0,(#REF!-#REF!)/#REF!)","v":{"$error":"#REF!"}}]
[9,"Standard consumer","Small",null,"no specific address","",100,null,110,"default",1,1,3,100,11,2000,2000,5.5,5.5,2534.25,703.29635903493352,3237.5463590349336,2813.1854361397341,{"$f":"IF(L37=0,\"\",VLOOKUP($R37/1000,Networkdesign!$R$4:$T$17,3))","v":"DN15"},{"$f":"IF(L37=0,0,VLOOKUP($S37/L37/1000,Networkdesign!$R$4:$U$17,4))","v":1},15,0,0,0,0,0,15,{"$f":"+(Z37*Networkdesign!O$6+AA37*Networkdesign!O$8+AB37*Networkdesign!O$9+AC37*Networkdesign!O$10+AD37*Networkdesign!O$11+AE37*Networkdesign!O$12)/1000","v":1.2325320000000002},{"$f":"+(Z37*Network!G$76+AA37*Network!I$76+AB37*Network!J$76+AC37*Network!K$76+AD37*Network!L$76+AE37*Network!M$76)","v":5068.5},11,0,0,0,0,198,0,0,0,100,264,562,51.090909090909093,50,11,447.75415284292541,1070.7541528429254,97.341286622084127,{"$f":"IF(M37>1,0,BA$8*$W37+S37*Summary!J$391)","v":0},0,0,0,0,0,0,0,0,0,0,0,0,0,0,0,0,{"$f":"Summary!J$83*(+BA37)","v":0},0,0,{"$f":"+IF($M37=2,IF($O37<Summary!$F$383,Summary!$J$398*$L37,$BU$8*$W37),0)","v":0},0,0,0,0,0,0,0,0,{"$f":"+IF(M37=3,IF(O37<Summary!F$383,Summary!J$406*L37,CD$8*W37),0)","v":4800},11,13.75,13.75,0,0,0,0,0,618.75,0,0,0,618.75,56.25,80,44,432,1174.75,106.79545454545455,8.8525939269695375E-2,{"$f":"+IF(#REF!=0,0,(#REF!-#REF!)/#REF!)","v":{"$error":"#REF!"}}]
[10,"Standard consumer","Medium",null,"no specific address","",400,null,110,"default",1,1,3,400,44,2000,{"$f":"+IF(P38>0,P38,Q$7)","v":2000},22,{"$f":"+O38/P38*1000","v":22},{"$f":"+AH38*T$28","v":3668},{"$f":"+W38*U$28","v":1426.0303172083677},{"$f":"SUM(T38:U38)","v":5094.0303172083677},{"$f":"+W$7*R38^W$8*L38","v":5704.1212688334708},{"$f":"IF(L38=0,\"\",VLOOKUP($R38/1000,Networkdesign!$R$4:$T$17,3))","v":"DN32"},{"$f":"IF(L38=0,0,VLOOKUP($S38/L38/1000,Networkdesign!$R$4:$U$17,4))","v":2},0,20,0,0,0,0,{"$f":"+SUM(Z38:AE38)","v":20},{"$f":"+(Z38*Networkdesign!O$6+AA38*Networkdesign!O$8+AB38*Networkdesign!O$9+AC38*Networkdesign!O$10+AD38*Networkdesign!O$11+AE38*Networkdesign!O$12)/1000","v":2.34768},{"$f":"+(Z38*Network!G$76+AA38*Network!I$76+AB38*Network!J$76+AC38*Network!K$76+AD38*Network!L$76+AE38*Network!M$76)","v":7336},44,0,0,0,{"$f":"+SUM(AI38:AL38)-O38","v":0},{"$f":"+AI38*AN$4","v":792},{"$f":"+AJ38*AO$4","v":0},{"$f":"+AK38*AP$4","v":0},{"$f":"+AL38*AQ$4","v":0},{"$f":"+AR$4*L38","v":100},{"$f":"+O38*AS$4","v":1056},{"$f":"+SUM(AN38:AS38)","v":1948},{"$f":"+IF(O38=0,0,AT38/O38)","v":44.272727272727273},{"$f":"+AV$4*L38","v":50},{"$f":"+O38*AW$4","v":44},{"$f":"+(V38+W38)*AX$4*L38","v":799.06321736709606},{"$f":"+AT38+SUM(AV38:AX38)","v":2841.0632173670961},{"$f":"+IF(O38=0,0,AY38/O38)","v":64.569618576524917},{"$f":"IF(M38>1,0,BA$8*$W38+S38*Summary!J$391)","v":0},{"$f":"IF(M38>1,0,O38)","v":0},{"$f":"+BB38/BC$8","v":0},{"$f":"IF($L38=0,0,IF(BC38/$L38<BD$4,BC38,BD$4*$L38))","v":0},{"$f":"IF($L38=0,0,IF(BC38/$L38<BE$4,IF(BC38/$L38<BD$4,0,BC38-BD$4*$L38),$L38*(BE$4-BD$4)))","v":0},{"$f":"IF($L38=0,0,IF(BC38/$L38<BF$4,IF(BC38/$L38<BE$4,0,BC38-$L38*BE$4),$L38*(BF$4-BE$4)))","v":0},{"$f":"+IF($L38=0,0,IF(BC38/$L38<BF$4,0,BC38-$L38*BF$4))","v":0},0,{"$f":"+BI$4*BD38","v":0},{"$f":"+BJ$4*BE38","v":0},{"$f":"+BK$4*BF38","v":0},{"$f":"+BL$4*BG38","v":0},{"$f":"+SUM(BH38:BL38)","v":0},{"$f":"+IF(BB38=0,0,BM38/BB38)","v":0},0,0,0,{"$f":"Summary!J$83*(+BA38)","v":0},0,{"$f":"IF(+BB38=0,0,BS38/(+BB38))","v":0},{"$f":"+IF($M38=2,IF($O38<Summary!$F$383,Summary!$J$398*$L38,$BU$8*$W38),0)","v":0},0,{"$f":"(BV38)/BW$8","v":0},{"$f":"+BW38*BX$4","v":0},0,{"$f":"+BV38*BZ$4","v":0},{"$f":"+BU38*CA$4*L38","v":0},{"$f":"+SUM(BX38:CA38)","v":0},0,{"$f":"+IF(M38=3,IF(O38<Summary!F$383,Summary!J$406*L38,CD$8*W38),0)","v":4800},{"$f":"IF(M38=3,$O38,0)","v":44},{"$f":"(CE38)*3.6*1000/CF$7/CF$8","v":55},{"$f":"IF(L38=0,0,IF(CF38/L38<CG$4,CF38,CG$4*L38))","v":55},{"$f":"IF(L38=0,0,IF(CF38/L38<CH$4,IF(CF38/L38<CG$4,0,CF38-CG$4*L38),L38*(CH$4-CG$4)))","v":0},{"$f":"IF(L38=0,0,IF(CF38/L38<CI$4,IF(CF38/L38<CH$4,0,CF38-L38*CH$4),L38*(CI$4-CH$4)))","v":0},{"$f":"+IF(L38=0,0,IF(CF38/L38<CI$4,0,CF38-L38*CI$4))","v":0},{"$f":"CF38-SUM(CG38:CJ38)","v":0},{"$f":"+IF(M38=3,CL$4*L38,0)","v":0},{"$f":"CM$4*CG38","v":2475},{"$f":"CN$4*CH38","v":0},{"$f":"CO$4*CI38","v":0},{"$f":"CP$4*CJ38","v":0},{"$f":"SUM(CL38:CP38)","v":2475},{"$f":"IF((CE38)=0,0,CQ38/(CE38))","v":56.25},{"$f":"+IF(M38=3,CS$4*L38,0)","v":80},{"$f":"+CE38*CT$4","v":176},{"$f":"+L38*CU$4*CD38","v":432},3163,{"$f":"IF(CE38=0,0,(CV38)/(CE38))","v":71.88636363636364},{"$f":"+IF((CV38+CB38+BS38)=0,0,(CV38+CB38+BS38-AY38)/(CV38+CB38+BS38))","v":0.10178210010524943},{"$f":"+IF(#REF!=0,0,(#REF!-#REF!)/#REF!)","v":{"$error":"#REF!"}}]
[11,"Standard consumer","Large",null,"no specific address","",2000,null,110,"default",1,1,3,2000,220,2000,2000,110,110,4903.75,3239.9146071229857,8143.6646071229861,12959.658428491943,{"$f":"IF(L39=0,\"\",VLOOKUP($R39/1000,Networkdesign!$R$4:$T$17,3))","v":"DN50"},{"$f":"IF(L39=0,0,VLOOKUP($S39/L39/1000,Networkdesign!$R$4:$U$17,4))","v":3},0,0,25,0,0,0,25,{"$f":"+(Z39*Networkdesign!O$6+AA39*Networkdesign!O$8+AB39*Networkdesign!O$9+AC39*Networkdesign!O$10+AD39*Networkdesign!O$11+AE39*Networkdesign!O$12)/1000","v":2.9346000000000001},{"$f":"+(Z39*Network!G$76+AA39*Network!I$76+AB39*Network!J$76+AC39*Network!K$76+AD39*Network!L$76+AE39*Network!M$76)","v":9807.5},220,0,0,0,0,3960,0,0,0,100,5280,9340,42.454545454545453,50,220,1561.6459046355046,11171.645904635505,50.780208657434116,{"$f":"IF(M39>1,0,BA$8*$W39+S39*Summary!J$391)","v":0},0,0,0,0,0,0,0,0,0,0,0,0,0,0,0,0,{"$f":"Summary!J$83*(+BA39)","v":0},0,0,{"$f":"+IF($M39=2,IF($O39<Summary!$F$383,Summary!$J$398*$L39,$BU$8*$W39),0)","v":0},0,0,0,0,0,0,0,0,{"$f":"+IF(M39=3,IF(O39<Summary!F$383,Summary!J$406*L39,CD$8*W39),0)","v":22031.419328436303},220,275,275,0,0,0,0,0,12375,0,0,0,12375,56.25,80,880,1982.8277395592672,15317.827739559267,69.626489725269394,0.27067688091412484,{"$f":"+IF(#REF!=0,0,(#REF!-#REF!)/#REF!)","v":{"$error":"#REF!"}}]
[12,"Standard consumer","Very large",null,"no specific address","",10000,null,110,"default",1,{"$f":"+K40","v":1},3,10000,1100,2000,2000,550,550,{"$f":"+AH40*T$28","v":0},{"$f":"+W40*U$28","v":7361.0262943063954},{"$f":"SUM(T40:U40)","v":7361.0262943063954},{"$f":"+W$7*R40^W$8*L40","v":29444.105177225581},{"$f":"IF(L40=0,\"\",VLOOKUP($R40/1000,Networkdesign!$R$4:$T$17,3))","v":"DN80"},{"$f":"IF(L40=0,0,VLOOKUP($S40/L40/1000,Networkdesign!$R$4:$U$17,4))","v":5},0,0,0,0,0,0,{"$f":"+SUM(Z40:AE40)","v":0},{"$f":"+(Z40*Networkdesign!O$6+AA40*Networkdesign!O$8+AB40*Networkdesign!O$9+AC40*Networkdesign!O$10+AD40*Networkdesign!O$11+AE40*Networkdesign!O$12)/1000","v":0},{"$f":"+(Z40*Network!G$76+AA40*Network!I$76+AB40*Network!J$76+AC40*Network!K$76+AD40*Network!L$76+AE40*Network!M$76)","v":0},250,850,0,0,{"$f":"+SUM(AI40:AL40)-O40","v":0},{"$f":"+AI40*AN$4","v":4500},{"$f":"+AJ40*AO$4","v":12240},{"$f":"+AK40*AP$4","v":0},{"$f":"+AL40*AQ$4","v":0},{"$f":"+AR$4*L40","v":100},{"$f":"+O40*AS$4","v":26400},{"$f":"+SUM(AN40:AS40)","v":43240},{"$f":"+IF(O40=0,0,AT40/O40)","v":39.309090909090912},{"$f":"+AV$4*L40","v":50},{"$f":"+O40*AW$4","v":1100},2723.5797288933659,{"$f":"+AT40+SUM(AV40:AX40)","v":47113.579728893368},{"$f":"+IF(O40=0,0,AY40/O40)","v":42.830527026266701},{"$f":"IF(M40>1,0,BA$8*$W40+S40*Summary!J$391)","v":0},0,{"$f":"+BB40/BC$8","v":0},0,0,0,0,0,0,0,0,0,0,0,0,0,0,{"$f":"Summary!J$83*(+BA40)","v":0},0,{"$f":"IF(+BB40=0,0,BS40/(+BB40))","v":0},{"$f":"+IF($M40=2,IF($O40<Summary!$F$383,Summary!$J$398*$L40,$BU$8*$W40),0)","v":0},0,0,0,0,{"$f":"+BV40*BZ$4","v":0},{"$f":"+BU40*CA$4*L40","v":0},{"$f":"+SUM(BX40:CA40)","v":0},0,{"$f":"+IF(M40=3,IF(O40<Summary!F$383,Summary!J$406*L40,CD$8*W40),0)","v":50054.978801283491},{"$f":"IF(M40=3,$O40,0)","v":1100},1375,{"$f":"IF(L40=0,0,IF(CF40/L40<CG$4,CF40,CG$4*L40))","v":278},{"$f":"IF(L40=0,0,IF(CF40/L40<CH$4,IF(CF40/L40<CG$4,0,CF40-CG$4*L40),L40*(CH$4-CG$4)))","v":1097},{"$f":"IF(L40=0,0,IF(CF40/L40<CI$4,IF(CF40/L40<CH$4,0,CF40-L40*CH$4),L40*(CI$4-CH$4)))","v":0},{"$f":"+IF(L40=0,0,IF(CF40/L40<CI$4,0,CF40-L40*CI$4))","v":0},{"$f":"CF40-SUM(CG40:CJ40)","v":0},{"$f":"+IF(M40=3,CL$4*L40,0)","v":0},{"$f":"CM$4*CG40","v":12510},{"$f":"CN$4*CH40","v":32087.25},{"$f":"CO$4*CI40","v":0},{"$f":"CP$4*CJ40","v":0},{"$f":"SUM(CL40:CP40)","v":44597.25},{"$f":"IF((CE40)=0,0,CQ40/(CE40))","v":40.542954545454542},{"$f":"+IF(M40=3,CS$4*L40,0)","v":80},{"$f":"+CE40*CT$4","v":4400},{"$f":"+L40*CU$4*CD40","v":4504.9480921155136},53582.198092115512,{"$f":"IF(CE40=0,0,(CV40)/(CE40))","v":48.711089174650468},{"$f":"+IF((CV40+CB40+BS40)=0,0,(CV40+CB40+BS40-AY40)/(CV40+CB40+BS40))","v":0.12072327365334393},{"$f":"+IF(#REF!=0,0,(#REF!-#REF!)/#REF!)","v":{"$error":"#REF!"}}]
[null,null,null,null,null,null,null,null,"",null,null,null,null,null,null,null,null,null,null,null,null,null,null,null,null,null,null,null,null,null,null,null,null,null,null,null,null,null,null,null,null,null,null,null,null,null,null,null,null,null,null,null,null,null,null,null,null,null,null,null,null,null,null,null,null,null,null,null,null,null,null,null,null,null,null,null,null,null,null,null,null,null,null,null,null,null,null,null,null,null,null,null,null,null,null,null,null,null,null,null,null,""]
[1,"[Settlement B] 1",null,null,null,null,null,null,null,null,"",{"$f":"+Summary!H8","v":0},{"$f":"+Summary!G8","v":3}]
[1,{"$f":"+SettlementBcons!A2","v":0},{"$f":"+SettlementBcons!CC2","v":0},{"$f":"+SettlementBcons!BN2","v":0},{"$f":"+SettlementBcons!BC2","v":0},"",{"$f":"+SettlementBcons!BU2","v":0},{"$f":"+SettlementBcons!BW2/1000","v":0},{"$f":"+IF(G43=\"<Null>\",0,IF(G43=0,0,H43*1000/G43))","v":0},"default",1,{"$f":"+K43*L$42","v":0},{"$f":"+M$42","v":3},{"$f":"+L43*G43","v":0},{"$f":"+N43*I43/1000","v":0},null,{"$f":"+IF(P43>0,P43,Q$7)","v":2000},{"$f":"+G43*I43/Q43","v":0},{"$f":"+O43/Q43*1000","v":0},{"$f":"+AH43*T$28","v":0},{"$f":"+W43*U$28","v":0},{"$f":"SUM(T43:U43)","v":0},{"$f":"+W$7*R43^W$8*L43","v":0},{"$f":"IF(L43=0,\"\",VLOOKUP($R43/1000,Networkdesign!$R$4:$T$17,3))","v":""},{"$f":"IF(L43=0,0,VLOOKUP($S43/L43/1000,Networkdesign!$R$4:$U$17,4))","v":0},{"$f":"($Y43=Z$7)*Z$8*$L43","v":0},0,0,0,0,0,{"$f":"+SUM(Z43:AE43)","v":0},{"$f":"+(Z43*Networkdesign!O$6+AA43*Networkdesign!O$8+AB43*Networkdesign!O$9+AC43*Networkdesign!O$10+AD43*Networkdesign!O$11+AE43*Networkdesign!O$12)/1000","v":0},{"$f":"+(Z43*Network!G$76+AA43*Network!I$76+AB43*Network!J$76+AC43*Network!K$76+AD43*Network!L$76+AE43*Network!M$76)","v":0},{"$f":"IF($L43=0,0,IF($O43/$L43<AI$4,IF($O43/$L43<AI$3,0,$O43/$L43-AI$3),AI$4-AI$3)*$L43)","v":0},0,0,0,{"$f":"+SUM(AI43:AL43)-O43","v":0},{"$f":"+AI43*AN$4","v":0},{"$f":"+AJ43*AO$4","v":0},{"$f":"+AK43*AP$4","v":0},{"$f":"+AL43*AQ$4","v":0},{"$f":"+AR$4*L43","v":0},{"$f":"+O43*AS$4","v":0},{"$f":"+SUM(AN43:AS43)","v":0},{"$f":"+IF(O43=0,0,AT43/O43)","v":0},{"$f":"+AV$4*L43","v":0},{"$f":"+O43*AW$4","v":0},{"$f":"+(V43+W43)*AX$4*L43","v":0},{"$f":"+AT43+SUM(AV43:AX43)","v":0},{"$f":"+IF(O43=0,0,AY43/O43)","v":0},{"$f":"IF(M43>1,0,BA$8*$W43+S43*Summary!J$391)","v":0},{"$f":"IF(M43>1,0,O43)","v":0},{"$f":"+BB43/BC$8","v":0},{"$f":"IF($L43=0,0,IF(BC43/$L43<BD$4,BC43,BD$4*$L43))","v":0},{"$f":"IF($L43=0,0,IF(BC43/$L43<BE$4,IF(BC43/$L43<BD$4,0,BC43-BD$4*$L43),$L43*(BE$4-BD$4)))","v":0},{"$f":"IF($L43=0,0,IF(BC43/$L43<BF$4,IF(BC43/$L43<BE$4,0,BC43-$L43*BE$4),$L43*(BF$4-BE$4)))","v":0},{"$f":"+IF($L43=0,0,IF(BC43/$L43<BF$4,0,BC43-$L43*BF$4))","v":0},{"$f":"+BH$4","v":0},{"$f":"+BI$4*BD43","v":0},{"$f":"+BJ$4*BE43","v":0},{"$f":"+BK$4*BF43","v":0},{"$f":"+BL$4*BG43","v":0},{"$f":"+SUM(BH43:BL43)","v":0},{"$f":"+IF(BB43=0,0,BM43/BB43)","v":0},{"$f":"+BB43*BO$4","v":0},{"$f":"IF(M43>1,0,+L43*BP$4)","v":0},{"$f":"IF(M43>1,0,O43*BQ$4)","v":0},{"$f":"Summary!J$83*(+BA43)","v":0},{"$f":"+BM43+BO43+BP43+BQ43+BR43","v":0},{"$f":"IF(+BB43=0,0,BS43/(+BB43))","v":0},{"$f":"+IF($M43=2,IF($O43<Summary!$F$383,Summary!$J$398*$L43,$BU$8*$W43),0)","v":0},{"$f":"IF($M43=2,$O43,0)","v":0},{"$f":"(BV43)/BW$8","v":0},{"$f":"+BW43*BX$4","v":0},{"$f":"+IF($M43=2,BY$4*$L43,0)","v":0},{"$f":"+BV43*BZ$4","v":0},{"$f":"+BU43*CA$4*L43","v":0},{"$f":"+SUM(BX43:CA43)","v":0},{"$f":"IF(BW43=0,0,(CB43)/(BV43))","v":0},{"$f":"+IF(M43=3,IF(O43<Summary!F$383,Summary!J$406*L43,CD$8*W43),0)","v":0},{"$f":"IF(M43=3,$O43,0)","v":0},{"$f":"(CE43)*3.6*1000/CF$7/CF$8","v":0},{"$f":"IF(L43=0,0,IF(CF43/L43<CG$4,CF43,CG$4*L43))","v":0},{"$f":"IF(L43=0,0,IF(CF43/L43<CH$4,IF(CF43/L43<CG$4,0,CF43-CG$4*L43),L43*(CH$4-CG$4)))","v":0},{"$f":"IF(L43=0,0,IF(CF43/L43<CI$4,IF(CF43/L43<CH$4,0,CF43-L43*CH$4),L43*(CI$4-CH$4)))","v":0},{"$f":"+IF(L43=0,0,IF(CF43/L43<CI$4,0,CF43-L43*CI$4))","v":0},{"$f":"CF43-SUM(CG43:CJ43)","v":0},{"$f":"+IF(M43=3,CL$4*L43,0)","v":0},{"$f":"CM$4*CG43","v":0},{"$f":"CN$4*CH43","v":0},{"$f":"CO$4*CI43","v":0},{"$f":"CP$4*CJ43","v":0},{"$f":"SUM(CL43:CP43)","v":0},{"$f":"IF((CE43)=0,0,CQ43/(CE43))","v":0},{"$f":"+IF(M43=3,CS$4*L43,0)","v":0},{"$f":"+CE43*CT$4","v":0},{"$f":"+L43*CU$4*CD43","v":0},{"$f":"+CS43+CQ43+CT43+CU43","v":0},{"$f":"IF(CE43=0,0,(CV43)/(CE43))","v":0},{"$f":"+IF((CV43+CB43+BS43)=0,0,(CV43+CB43+BS43-AY43)/(CV43+CB43+BS43))","v":0},{"$f":"+IF(#REF!=0,0,(#REF!-#REF!)/#REF!)","v":{"$error":"#REF!"}}]
[{"$f":"A43+1","v":2},{"$f":"+SettlementBcons!A3","v":0},{"$f":"+SettlementBcons!CC3","v":0},{"$f":"+SettlementBcons!BN3","v":0},{"$f":"+SettlementBcons!BC3","v":0},"",{"$f":"+SettlementBcons!BU3","v":0},{"$f":"+SettlementBcons!BW3/1000","v":0},0,"default",1,{"$f":"+K44*L$42","v":0},3,0,0,null,2000,0,{"$f":"+O44/Q44*1000","v":0},{"$f":"+AH44*T$28","v":0},0,{"$f":"SUM(T44:U44)","v":0},0,{"$f":"IF(L44=0,\"\",VLOOKUP($R44/1000,Networkdesign!$R$4:$T$17,3))","v":""},{"$f":"IF(L44=0,0,VLOOKUP($S44/L44/1000,Networkdesign!$R$4:$U$17,4))","v":0},0,0,0,0,0,0,0,{"$f":"+(Z44*Networkdesign!O$6+AA44*Networkdesign!O$8+AB44*Networkdesign!O$9+AC44*Networkdesign!O$10+AD44*Networkdesign!O$11+AE44*Networkdesign!O$12)/1000","v":0},{"$f":"+(Z44*Network!G$76+AA44*Network!I$76+AB44*Network!J$76+AC44*Network!K$76+AD44*Network!L$76+AE44*Network!M$76)","v":0},0,0,0,0,0,0,0,0,0,0,0,0,0,{"$f":"+AV$4*L44","v":0},{"$f":"+O44*AW$4","v":0},0,{"$f":"+AT44+SUM(AV44:AX44)","v":0},{"$f":"+IF(O44=0,0,AY44/O44)","v":0},{"$f":"IF(M44>1,0,BA$8*$W44+S44*Summary!J$391)","v":0},{"$f":"IF(M44>1,0,O44)","v":0},0,0,0,0,0,0,0,0,0,0,0,0,0,0,0,{"$f":"Summary!J$83*(+BA44)","v":0},0,0,{"$f":"+IF($M44=2,IF($O44<Summary!$F$383,Summary!$J$398*$L44,$BU$8*$W44),0)","v":0},{"$f":"IF($M44=2,$O44,0)","v":0},{"$f":"(BV44)/BW$8","v":0},{"$f":"+BW44*BX$4","v":0},{"$f":"+IF($M44=2,BY$4*$L44,0)","v":0},{"$f":"+BV44*BZ$4","v":0},{"$f":"+BU44*CA$4*L44","v":0},{"$f":"+SUM(BX44:CA44)","v":0},0,{"$f":"+IF(M44=3,IF(O44<Summary!F$383,Summary!J$406*L44,CD$8*W44),0)","v":0},0,0,0,0,0,0,0,0,0,0,0,0,0,0,0,0,0,0,{"$f":"IF(CE44=0,0,(CV44)/(CE44))","v":0},{"$f":"+IF((CV44+CB44+BS44)=0,0,(CV44+CB44+BS44-AY44)/(CV44+CB44+BS44))","v":0},{"$f":"+IF(#REF!=0,0,(#REF!-#REF!)/#REF!)","v":{"$error":"#REF!"}}]
[3,{"$f":"+SettlementBcons!A4","v":0},{"$f":"+SettlementBcons!CC4","v":0},{"$f":"+SettlementBcons!BN4","v":0},{"$f":"+SettlementBcons!BC4","v":0},"",{"$f":"+SettlementBcons!BU4","v":0},{"$f":"+SettlementBcons!BW4/1000","v":0},0,"default",1,0,3,0,0,null,2000,0,0,0,0,0,0,{"$f":"IF(L45=0,\"\",VLOOKUP($R45/1000,Networkdesign!$R$4:$T$17,3))","v":""},{"$f":"IF(L45=0,0,VLOOKUP($S45/L45/1000,Networkdesign!$R$4:$U$17,4))","v":0},0,0,0,0,0,0,0,{"$f":"+(Z45*Networkdesign!O$6+AA45*Networkdesign!O$8+AB45*Networkdesign!O$9+AC45*Networkdesign!O$10+AD45*Networkdesign!O$11+AE45*Networkdesign!O$12)/1000","v":0},{"$f":"+(Z45*Network!G$76+AA45*Network!I$76+AB45*Network!J$76+AC45*Network!K$76+AD45*Network!L$76+AE45*Network!M$76)","v":0},0,0,0,0,0,0,0,0,0,0,0,0,0,0,0,0,0,0,{"$f":"IF(M45>1,0,BA$8*$W45+S45*Summary!J$391)","v":0},0,0,0,0,0,0,0,0,0,0,0,0,0,0,0,0,{"$f":"Summary!J$83*(+BA45)","v":0},0,0,{"$f":"+IF($M45=2,IF($O45<Summary!$F$383,Summary!$J$398*$L45,$BU$8*$W45),0)","v":0},0,0,0,0,0,0,0,0,{"$f":"+IF(M45=3,IF(O45<Summary!F$383,Summary!J$406*L45,CD$8*W45),0)","v":0},0,0,0,0,0,0,0,0,0,0,0,0,0,0,0,0,0,0,0,0,{"$f":"+IF(#REF!=0,0,(#REF!-#REF!)/#REF!)","v":{"$error":"#REF!"}}]
[4,{"$f":"+SettlementBcons!A5","v":0},{"$f":"+SettlementBcons!CC5","v":0},{"$f":"+SettlementBcons!BN5","v":0},{"$f":"+SettlementBcons!BC5","v":0},"",{"$f":"+SettlementBcons!BU5","v":0},{"$f":"+SettlementBcons!BW5/1000","v":0},0,"default",1,0,3,0,0,null,2000,0,0,0,0,0,0,{"$f":"IF(L46=0,\"\",VLOOKUP($R46/1000,Networkdesign!$R$4:$T$17,3))","v":""},{"$f":"IF(L46=0,0,VLOOKUP($S46/L46/1000,Networkdesign!$R$4:$U$17,4))","v":0},0,0,0,0,0,0,0,{"$f":"+(Z46*Networkdesign!O$6+AA46*Networkdesign!O$8+AB46*Networkdesign!O$9+AC46*Networkdesign!O$10+AD46*Networkdesign!O$11+AE46*Networkdesign!O$12)/1000","v":0},{"$f":"+(Z46*Network!G$76+AA46*Network!I$76+AB46*Network!J$76+AC46*Network!K$76+AD46*Network!L$76+AE46*Network!M$76)","v":0},0,0,0,0,0,0,0,0,0,0,0,0,0,0,0,0,0,0,{"$f":"IF(M46>1,0,BA$8*$W46+S46*Summary!J$391)","v":0},0,0,0,0,0,0,0,0,0,0,0,0,0,0,0,0,{"$f":"Summary!J$83*(+BA46)","v":0},0,0,{"$f":"+IF($M46=2,IF($O46<Summary!$F$383,Summary!$J$398*$L46,$BU$8*$W46),0)","v":0},0,0,0,0,0,0,0,0,{"$f":"+IF(M46=3,IF(O46<Summary!F$383,Summary!J$406*L46,CD$8*W46),0)","v":0},0,0,0,0,0,0,0,0,0,0,0,0,0,0,0,0,0,0,0,0,{"$f":"+IF(#REF!=0,0,(#REF!-#REF!)/#REF!)","v":{"$error":"#REF!"}}]
[5,{"$f":"+SettlementBcons!A6","v":0},{"$f":"+SettlementBcons!CC6","v":0},{"$f":"+SettlementBcons!BN6","v":0},{"$f":"+SettlementBcons!BC6","v":0},"",{"$f":"+SettlementBcons!BU6","v":0},{"$f":"+SettlementBcons!BW6/1000","v":0},0,"default",1,0,3,0,0,null,2000,0,0,0,0,0,0,{"$f":"IF(L47=0,\"\",VLOOKUP($R47/1000,Networkdesign!$R$4:$T$17,3))","v":""},{"$f":"IF(L47=0,0,VLOOKUP($S47/L47/1000,Networkdesign!$R$4:$U$17,4))","v":0},0,0,0,0,0,0,0,{"$f":"+(Z47*Networkdesign!O$6+AA47*Networkdesign!O$8+AB47*Networkdesign!O$9+AC47*Networkdesign!O$10+AD47*Networkdesign!O$11+AE47*Networkdesign!O$12)/1000","v":0},{"$f":"+(Z47*Network!G$76+AA47*Network!I$76+AB47*Network!J$76+AC47*Network!K$76+AD47*Network!L$76+AE47*Network!M$76)","v":0},0,0,0,0,0,0,0,0,0,0,0,0,0,0,0,0,0,0,{"$f":"IF(M47>1,0,BA$8*$W47+S47*Summary!J$391)","v":0},0,0,0,0,0,0,0,0,0,0,0,0,0,0,0,0,{"$f":"Summary!J$83*(+BA47)","v":0},0,0,{"$f":"+IF($M47=2,IF($O47<Summary!$F$383,Summary!$J$398*$L47,$BU$8*$W47),0)","v":0},0,0,0,0,0,0,0,0,{"$f":"+IF(M47=3,IF(O47<Summary!F$383,Summary!J$406*L47,CD$8*W47),0)","v":0},0,0,0,0,0,0,0,0,0,0,0,0,0,0,0,0,0,0,0,0,{"$f":"+IF(#REF!=0,0,(#REF!-#REF!)/#REF!)","v":{"$error":"#REF!"}}]
[6,{"$f":"+SettlementBcons!A7","v":0},{"$f":"+SettlementBcons!CC7","v":0},{"$f":"+SettlementBcons!BN7","v":0},{"$f":"+SettlementBcons!BC7","v":0},"",{"$f":"+SettlementBcons!BU7","v":0},{"$f":"+SettlementBcons!BW7/1000","v":0},0,"default",1,0,3,0,0,null,2000,0,0,0,0,0,0,{"$f":"IF(L48=0,\"\",VLOOKUP($R48/1000,Networkdesign!$R$4:$T$17,3))","v":""},{"$f":"IF(L48=0,0,VLOOKUP($S48/L48/1000,Networkdesign!$R$4:$U$17,4))","v":0},0,0,0,0,0,0,0,{"$f":"+(Z48*Networkdesign!O$6+AA48*Networkdesign!O$8+AB48*Networkdesign!O$9+AC48*Networkdesign!O$10+AD48*Networkdesign!O$11+AE48*Networkdesign!O$12)/1000","v":0},{"$f":"+(Z48*Network!G$76+AA48*Network!I$76+AB48*Network!J$76+AC48*Network!K$76+AD48*Network!L$76+AE48*Network!M$76)","v":0},0,0,0,0,0,0,0,0,0,0,0,0,0,0,0,0,0,0,{"$f":"IF(M48>1,0,BA$8*$W48+S48*Summary!J$391)","v":0},0,0,0,0,0,0,0,0,0,0,0,0,0,0,0,0,{"$f":"Summary!J$83*(+BA48)","v":0},0,0,{"$f":"+IF($M48=2,IF($O48<Summary!$F$383,Summary!$J$398*$L48,$BU$8*$W48),0)","v":0},0,0,0,0,0,0,0,0,{"$f":"+IF(M48=3,IF(O48<Summary!F$383,Summary!J$406*L48,CD$8*W48),0)","v":0},0,0,0,0,0,0,0,0,0,0,0,0,0,0,0,0,0,0,0,0,{"$f":"+IF(#REF!=0,0,(#REF!-#REF!)/#REF!)","v":{"$error":"#REF!"}}]
[7,{"$f":"+SettlementBcons!A8","v":0},{"$f":"+SettlementBcons!CC8","v":0},{"$f":"+SettlementBcons!BN8","v":0},{"$f":"+SettlementBcons!BC8","v":0},"",{"$f":"+SettlementBcons!BU8","v":0},{"$f":"+SettlementBcons!BW8/1000","v":0},0,"default",1,0,3,0,0,null,2000,0,0,0,0,0,0,{"$f":"IF(L49=0,\"\",VLOOKUP($R49/1000,Networkdesign!$R$4:$T$17,3))","v":""},{"$f":"IF(L49=0,0,VLOOKUP($S49/L49/1000,Networkdesign!$R$4:$U$17,4))","v":0},0,0,0,0,0,0,0,{"$f":"+(Z49*Networkdesign!O$6+AA49*Networkdesign!O$8+AB49*Networkdesign!O$9+AC49*Networkdesign!O$10+AD49*Networkdesign!O$11+AE49*Networkdesign!O$12)/1000","v":0},{"$f":"+(Z49*Network!G$76+AA49*Network!I$76+AB49*Network!J$76+AC49*Network!K$76+AD49*Network!L$76+AE49*Network!M$76)","v":0},0,0,0,0,0,0,0,0,0,0,0,0,0,0,0,0,0,0,{"$f":"IF(M49>1,0,BA$8*$W49+S49*Summary!J$391)","v":0},0,0,0,0,0,0,0,0,0,0,0,0,0,0,0,0,{"$f":"Summary!J$83*(+BA49)","v":0},0,0,{"$f":"+IF($M49=2,IF($O49<Summary!$F$383,Summary!$J$398*$L49,$BU$8*$W49),0)","v":0},0,0,0,0,0,0,0,0,{"$f":"+IF(M49=3,IF(O49<Summary!F$383,Summary!J$406*L49,CD$8*W49),0)","v":0},0,0,0,0,0,0,0,0,0,0,0,0,0,0,0,0,0,0,0,0,{"$f":"+IF(#REF!=0,0,(#REF!-#REF!)/#REF!)","v":{"$error":"#REF!"}}]
[8,{"$f":"+SettlementBcons!A9","v":0},{"$f":"+SettlementBcons!CC9","v":0},{"$f":"+SettlementBcons!BN9","v":0},{"$f":"+SettlementBcons!BC9","v":0},"",{"$f":"+SettlementBcons!BU9","v":0},{"$f":"+SettlementBcons!BW9/1000","v":0},0,"default",1,0,3,0,0,null,2000,0,0,0,0,0,0,{"$f":"IF(L50=0,\"\",VLOOKUP($R50/1000,Networkdesign!$R$4:$T$17,3))","v":""},{"$f":"IF(L50=0,0,VLOOKUP($S50/L50/1000,Networkdesign!$R$4:$U$17,4))","v":0},0,0,0,0,0,0,0,{"$f":"+(Z50*Networkdesign!O$6+AA50*Networkdesign!O$8+AB50*Networkdesign!O$9+AC50*Networkdesign!O$10+AD50*Networkdesign!O$11+AE50*Networkdesign!O$12)/1000","v":0},{"$f":"+(Z50*Network!G$76+AA50*Network!I$76+AB50*Network!J$76+AC50*Network!K$76+AD50*Network!L$76+AE50*Network!M$76)","v":0},0,0,0,0,0,0,0,0,0,0,0,0,0,0,0,0,0,0,{"$f":"IF(M50>1,0,BA$8*$W50+S50*Summary!J$391)","v":0},0,0,0,0,0,0,0,0,0,0,0,0,0,0,0,0,{"$f":"Summary!J$83*(+BA50)","v":0},0,0,{"$f":"+IF($M50=2,IF($O50<Summary!$F$383,Summary!$J$398*$L50,$BU$8*$W50),0)","v":0},0,0,0,0,0,0,0,0,{"$f":"+IF(M50=3,IF(O50<Summary!F$383,Summary!J$406*L50,CD$8*W50),0)","v":0},0,0,0,0,0,0,0,0,0,0,0,0,0,0,0,0,0,0,0,0,{"$f":"+IF(#REF!=0,0,(#REF!-#REF!)/#REF!)","v":{"$error":"#REF!"}}]
[9,{"$f":"+SettlementBcons!A10","v":0},{"$f":"+SettlementBcons!CC10","v":0},{"$f":"+SettlementBcons!BN10","v":0},{"$f":"+SettlementBcons!BC10","v":0},"",{"$f":"+SettlementBcons!BU10","v":0},{"$f":"+SettlementBcons!BW10/1000","v":0},0,"default",1,0,3,0,0,null,2000,0,0,0,0,0,0,{"$f":"IF(L51=0,\"\",VLOOKUP($R51/1000,Networkdesign!$R$4:$T$17,3))","v":""},{"$f":"IF(L51=0,0,VLOOKUP($S51/L51/1000,Networkdesign!$R$4:$U$17,4))","v":0},0,0,0,0,0,0,0,{"$f":"+(Z51*Networkdesign!O$6+AA51*Networkdesign!O$8+AB51*Networkdesign!O$9+AC51*Networkdesign!O$10+AD51*Networkdesign!O$11+AE51*Networkdesign!O$12)/1000","v":0},{"$f":"+(Z51*Network!G$76+AA51*Network!I$76+AB51*Network!J$76+AC51*Network!K$76+AD51*Network!L$76+AE51*Network!M$76)","v":0},0,0,0,0,0,0,0,0,0,0,0,0,0,0,0,0,0,0,{"$f":"IF(M51>1,0,BA$8*$W51+S51*Summary!J$391)","v":0},0,0,0,0,0,0,0,0,0,0,0,0,0,0,0,0,{"$f":"Summary!J$83*(+BA51)","v":0},0,0,{"$f":"+IF($M51=2,IF($O51<Summary!$F$383,Summary!$J$398*$L51,$BU$8*$W51),0)","v":0},0,0,0,0,0,0,0,0,{"$f":"+IF(M51=3,IF(O51<Summary!F$383,Summary!J$406*L51,CD$8*W51),0)","v":0},0,0,0,0,0,0,0,0,0,0,0,0,0,0,0,0,0,0,0,0,{"$f":"+IF(#REF!=0,0,(#REF!-#REF!)/#REF!)","v":{"$error":"#REF!"}}]
[10,{"$f":"+SettlementBcons!A11","v":0},{"$f":"+SettlementBcons!CC11","v":0},{"$f":"+SettlementBcons!BN11","v":0},{"$f":"+SettlementBcons!BC11","v":0},"",{"$f":"+SettlementBcons!BU11","v":0},{"$f":"+SettlementBcons!BW11/1000","v":0},0,"default",1,0,3,0,0,null,2000,0,0,0,0,0,0,{"$f":"IF(L52=0,\"\",VLOOKUP($R52/1000,Networkdesign!$R$4:$T$17,3))","v":""},{"$f":"IF(L52=0,0,VLOOKUP($S52/L52/1000,Networkdesign!$R$4:$U$17,4))","v":0},0,0,0,0,0,0,0,{"$f":"+(Z52*Networkdesign!O$6+AA52*Networkdesign!O$8+AB52*Networkdesign!O$9+AC52*Networkdesign!O$10+AD52*Networkdesign!O$11+AE52*Networkdesign!O$12)/1000","v":0},{"$f":"+(Z52*Network!G$76+AA52*Network!I$76+AB52*Network!J$76+AC52*Network!K$76+AD52*Network!L$76+AE52*Network!M$76)","v":0},0,0,0,0,0,0,0,0,0,0,0,0,0,0,0,0,0,0,{"$f":"IF(M52>1,0,BA$8*$W52+S52*Summary!J$391)","v":0},0,0,0,0,0,0,0,0,0,0,0,0,0,0,0,0,{"$f":"Summary!J$83*(+BA52)","v":0},0,0,{"$f":"+IF($M52=2,IF($O52<Summary!$F$383,Summary!$J$398*$L52,$BU$8*$W52),0)","v":0},0,0,0,0,0,0,0,0,{"$f":"+IF(M52=3,IF(O52<Summary!F$383,Summary!J$406*L52,CD$8*W52),0)","v":0},0,0,0,0,0,0,0,0,0,0,0,0,0,0,0,0,0,0,0,0,{"$f":"+IF(#REF!=0,0,(#REF!-#REF!)/#REF!)","v":{"$error":"#REF!"}}]
[11,{"$f":"+SettlementBcons!A12","v":0},{"$f":"+SettlementBcons!CC12","v":0},{"$f":"+SettlementBcons!BN12","v":0},{"$f":"+SettlementBcons!BC12","v":0},"",{"$f":"+SettlementBcons!BU12","v":0},{"$f":"+SettlementBcons!BW12/1000","v":0},0,"default",1,{"$f":"+K53*L$42","v":0},3,0,0,null,2000,0,{"$f":"+O53/Q53*1000","v":0},{"$f":"+AH53*T$28","v":0},{"$f":"+W53*U$28","v":0},{"$f":"SUM(T53:U53)","v":0},{"$f":"+W$7*R53^W$8*L53","v":0},{"$f":"IF(L53=0,\"\",VLOOKUP($R53/1000,Networkdesign!$R$4:$T$17,3))","v":""},{"$f":"IF(L53=0,0,VLOOKUP($S53/L53/1000,Networkdesign!$R$4:$U$17,4))","v":0},{"$f":"($Y53=Z$7)*Z$8*$L53","v":0},0,0,0,0,0,{"$f":"+SUM(Z53:AE53)","v":0},{"$f":"+(Z53*Networkdesign!O$6+AA53*Networkdesign!O$8+AB53*Networkdesign!O$9+AC53*Networkdesign!O$10+AD53*Networkdesign!O$11+AE53*Networkdesign!O$12)/1000","v":0},{"$f":"+(Z53*Network!G$76+AA53*Network!I$76+AB53*Network!J$76+AC53*Network!K$76+AD53*Network!L$76+AE53*Network!M$76)","v":0},0,0,0,0,{"$f":"+SUM(AI53:AL53)-O53","v":0},{"$f":"+AI53*AN$4","v":0},{"$f":"+AJ53*AO$4","v":0},{"$f":"+AK53*AP$4","v":0},{"$f":"+AL53*AQ$4","v":0},{"$f":"+AR$4*L53","v":0},{"$f":"+O53*AS$4","v":0},{"$f":"+SUM(AN53:AS53)","v":0},{"$f":"+IF(O53=0,0,AT53/O53)","v":0},{"$f":"+AV$4*L53","v":0},{"$f":"+O53*AW$4","v":0},0,{"$f":"+AT53+SUM(AV53:AX53)","v":0},{"$f":"+IF(O53=0,0,AY53/O53)","v":0},{"$f":"IF(M53>1,0,BA$8*$W53+S53*Summary!J$391)","v":0},{"$f":"IF(M53>1,0,O53)","v":0},{"$f":"+BB53/BC$8","v":0},0,0,0,0,0,0,0,0,0,0,0,0,0,0,{"$f":"Summary!J$83*(+BA53)","v":0},0,{"$f":"IF(+BB53=0,0,BS53/(+BB53))","v":0},{"$f":"+IF($M53=2,IF($O53<Summary!$F$383,Summary!$J$398*$L53,$BU$8*$W53),0)","v":0},0,{"$f":"(BV53)/BW$8","v":0},{"$f":"+BW53*BX$4","v":0},0,{"$f":"+BV53*BZ$4","v":0},{"$f":"+BU53*CA$4*L53","v":0},{"$f":"+SUM(BX53:CA53)","v":0},0,{"$f":"+IF(M53=3,IF(O53<Summary!F$383,Summary!J$406*L53,CD$8*W53),0)","v":0},{"$f":"IF(M53=3,$O53,0)","v":0},{"$f":"(CE53)*3.6*1000/CF$7/CF$8","v":0},{"$f":"IF(L53=0,0,IF(CF53/L53<CG$4,CF53,CG$4*L53))","v":0},{"$f":"IF(L53=0,0,IF(CF53/L53<CH$4,IF(CF53/L53<CG$4,0,CF53-CG$4*L53),L53*(CH$4-CG$4)))","v":0},{"$f":"IF(L53=0,0,IF(CF53/L53<CI$4,IF(CF53/L53<CH$4,0,CF53-L53*CH$4),L53*(CI$4-CH$4)))","v":0},{"$f":"+IF(L53=0,0,IF(CF53/L53<CI$4,0,CF53-L53*CI$4))","v":0},{"$f":"CF53-SUM(CG53:CJ53)","v":0},{"$f":"+IF(M53=3,CL$4*L53,0)","v":0},{"$f":"CM$4*CG53","v":0},{"$f":"CN$4*CH53","v":0},{"$f":"CO$4*CI53","v":0},{"$f":"CP$4*CJ53","v":0},{"$f":"SUM(CL53:CP53)","v":0},{"$f":"IF((CE53)=0,0,CQ53/(CE53))","v":0},{"$f":"+IF(M53=3,CS$4*L53,0)","v":0},{"$f":"+CE53*CT$4","v":0},{"$f":"+L53*CU$4*CD53","v":0},0,{"$f":"IF(CE53=0,0,(CV53)/(CE53))","v":0},{"$f":"+IF((CV53+CB53+BS53)=0,0,(CV53+CB53+BS53-AY53)/(CV53+CB53+BS53))","v":0},{"$f":"+IF(#REF!=0,0,(#REF!-#REF!)/#REF!)","v":{"$error":"#REF!"}}]
[12,{"$f":"+SettlementBcons!A13","v":0},{"$f":"+SettlementBcons!CC13","v":0},{"$f":"+SettlementBcons!BN13","v":0},{"$f":"+SettlementBcons!BC13","v":0},"",{"$f":"+SettlementBcons!BU13","v":0},{"$f":"+SettlementBcons!BW13/1000","v":0},0,"default",1,0,3,0,0,null,2000,0,0,0,0,0,0,{"$f":"IF(L54=0,\"\",VLOOKUP($R54/1000,Networkdesign!$R$4:$T$17,3))","v":""},{"$f":"IF(L54=0,0,VLOOKUP($S54/L54/1000,Networkdesign!$R$4:$U$17,4))","v":0},0,0,0,0,0,0,0,{"$f":"+(Z54*Networkdesign!O$6+AA54*Networkdesign!O$8+AB54*Networkdesign!O$9+AC54*Networkdesign!O$10+AD54*Networkdesign!O$11+AE54*Networkdesign!O$12)/1000","v":0},{"$f":"+(Z54*Network!G$76+AA54*Network!I$76+AB54*Network!J$76+AC54*Network!K$76+AD54*Network!L$76+AE54*Network!M$76)","v":0},0,0,0,0,0,0,0,0,0,0,0,0,0,0,0,0,0,0,{"$f":"IF(M54>1,0,BA$8*$W54+S54*Summary!J$391)","v":0},0,0,0,0,0,0,0,0,0,0,0,0,0,0,0,0,{"$f":"Summary!J$83*(+BA54)","v":0},0,0,{"$f":"+IF($M54=2,IF($O54<Summary!$F$383,Summary!$J$398*$L54,$BU$8*$W54),0)","v":0},0,0,0,0,0,0,0,0,{"$f":"+IF(M54=3,IF(O54<Summary!F$383,Summary!J$406*L54,CD$8*W54),0)","v":0},0,0,0,0,0,0,0,0,0,0,0,0,0,0,0,0,0,0,0,0,{"$f":"+IF(#REF!=0,0,(#REF!-#REF!)/#REF!)","v":{"$error":"#REF!"}}]
[13,{"$f":"+SettlementBcons!A14","v":0},{"$f":"+SettlementBcons!CC14","v":0},{"$f":"+SettlementBcons!BN14","v":0},{"$f":"+SettlementBcons!BC14","v":0},"",{"$f":"+SettlementBcons!BU14","v":0},{"$f":"+SettlementBcons!BW14/1000","v":0},0,"default",1,0,3,0,0,null,2000,0,0,0,0,0,0,{"$f":"IF(L55=0,\"\",VLOOKUP($R55/1000,Networkdesign!$R$4:$T$17,3))","v":""},{"$f":"IF(L55=0,0,VLOOKUP($S55/L55/1000,Networkdesign!$R$4:$U$17,4))","v":0},0,0,0,0,0,0,0,{"$f":"+(Z55*Networkdesign!O$6+AA55*Networkdesign!O$8+AB55*Networkdesign!O$9+AC55*Networkdesign!O$10+AD55*Networkdesign!O$11+AE55*Networkdesign!O$12)/1000","v":0},{"$f":"+(Z55*Network!G$76+AA55*Network!I$76+AB55*Network!J$76+AC55*Network!K$76+AD55*Network!L$76+AE55*Network!M$76)","v":0},0,0,0,0,0,0,0,0,0,0,0,0,0,0,0,0,0,0,{"$f":"IF(M55>1,0,BA$8*$W55+S55*Summary!J$391)","v":0},0,0,0,0,0,0,0,0,0,0,0,0,0,0,0,0,{"$f":"Summary!J$83*(+BA55)","v":0},0,0,{"$f":"+IF($M55=2,IF($O55<Summary!$F$383,Summary!$J$398*$L55,$BU$8*$W55),0)","v":0},0,0,0,0,0,0,0,0,{"$f":"+IF(M55=3,IF(O55<Summary!F$383,Summary!J$406*L55,CD$8*W55),0)","v":0},0,0,0,0,0,0,0,0,0,0,0,0,0,0,0,0,0,0,0,0,{"$f":"+IF(#REF!=0,0,(#REF!-#REF!)/#REF!)","v":{"$error":"#REF!"}}]
[14,{"$f":"+SettlementBcons!A15","v":0},{"$f":"+SettlementBcons!CC15","v":0},{"$f":"+SettlementBcons!BN15","v":0},{"$f":"+SettlementBcons!BC15","v":0},"",{"$f":"+SettlementBcons!BU15","v":0},{"$f":"+SettlementBcons!BW15/1000","v":0},0,"default",1,0,3,0,0,null,2000,0,0,0,0,0,0,{"$f":"IF(L56=0,\"\",VLOOKUP($R56/1000,Networkdesign!$R$4:$T$17,3))","v":""},{"$f":"IF(L56=0,0,VLOOKUP($S56/L56/1000,Networkdesign!$R$4:$U$17,4))","v":0},0,0,0,0,0,0,0,{"$f":"+(Z56*Networkdesign!O$6+AA56*Networkdesign!O$8+AB56*Networkdesign!O$9+AC56*Networkdesign!O$10+AD56*Networkdesign!O$11+AE56*Networkdesign!O$12)/1000","v":0},{"$f":"+(Z56*Network!G$76+AA56*Network!I$76+AB56*Network!J$76+AC56*Network!K$76+AD56*Network!L$76+AE56*Network!M$76)","v":0},0,0,0,0,0,0,0,0,0,0,0,0,0,0,0,0,0,0,{"$f":"IF(M56>1,0,BA$8*$W56+S56*Summary!J$391)","v":0},0,0,0,0,0,0,0,0,0,0,0,0,0,0,0,0,{"$f":"Summary!J$83*(+BA56)","v":0},0,0,{"$f":"+IF($M56=2,IF($O56<Summary!$F$383,Summary!$J$398*$L56,$BU$8*$W56),0)","v":0},0,0,0,0,0,0,0,0,{"$f":"+IF(M56=3,IF(O56<Summary!F$383,Summary!J$406*L56,CD$8*W56),0)","v":0},0,0,0,0,0,0,0,0,0,0,0,0,0,0,0,0,0,0,0,0,{"$f":"+IF(#REF!=0,0,(#REF!-#REF!)/#REF!)","v":{"$error":"#REF!"}}]
[15,{"$f":"+SettlementBcons!A16","v":0},{"$f":"+SettlementBcons!CC16","v":0},{"$f":"+SettlementBcons!BN16","v":0},{"$f":"+SettlementBcons!BC16","v":0},"",{"$f":"+SettlementBcons!BU16","v":0},{"$f":"+SettlementBcons!BW16/1000","v":0},0,"default",1,0,3,0,0,null,2000,0,0,0,0,0,0,{"$f":"IF(L57=0,\"\",VLOOKUP($R57/1000,Networkdesign!$R$4:$T$17,3))","v":""},{"$f":"IF(L57=0,0,VLOOKUP($S57/L57/1000,Networkdesign!$R$4:$U$17,4))","v":0},0,0,0,0,0,0,0,{"$f":"+(Z57*Networkdesign!O$6+AA57*Networkdesign!O$8+AB57*Networkdesign!O$9+AC57*Networkdesign!O$10+AD57*Networkdesign!O$11+AE57*Networkdesign!O$12)/1000","v":0},{"$f":"+(Z57*Network!G$76+AA57*Network!I$76+AB57*Network!J$76+AC57*Network!K$76+AD57*Network!L$76+AE57*Network!M$76)","v":0},0,0,0,0,0,0,0,0,0,0,0,0,0,0,0,0,0,0,{"$f":"IF(M57>1,0,BA$8*$W57+S57*Summary!J$391)","v":0},0,0,0,0,0,0,0,0,0,0,0,0,0,0,0,0,{"$f":"Summary!J$83*(+BA57)","v":0},0,0,{"$f":"+IF($M57=2,IF($O57<Summary!$F$383,Summary!$J$398*$L57,$BU$8*$W57),0)","v":0},0,0,0,0,0,0,0,0,{"$f":"+IF(M57=3,IF(O57<Summary!F$383,Summary!J$406*L57,CD$8*W57),0)","v":0},0,0,0,0,0,0,0,0,0,0,0,0,0,0,0,0,0,0,0,0,{"$f":"+IF(#REF!=0,0,(#REF!-#REF!)/#REF!)","v":{"$error":"#REF!"}}]
[16,{"$f":"+SettlementBcons!A17","v":0},{"$f":"+SettlementBcons!CC17","v":0},{"$f":"+SettlementBcons!BN17","v":0},{"$f":"+SettlementBcons!BC17","v":0},"",{"$f":"+SettlementBcons!BU17","v":0},{"$f":"+SettlementBcons!BW17/1000","v":0},0,"default",1,0,3,0,0,null,2000,0,0,0,0,0,0,{"$f":"IF(L58=0,\"\",VLOOKUP($R58/1000,Networkdesign!$R$4:$T$17,3))","v":""},{"$f":"IF(L58=0,0,VLOOKUP($S58/L58/1000,Networkdesign!$R$4:$U$17,4))","v":0},0,0,0,0,0,0,0,{"$f":"+(Z58*Networkdesign!O$6+AA58*Networkdesign!O$8+AB58*Networkdesign!O$9+AC58*Networkdesign!O$10+AD58*Networkdesign!O$11+AE58*Networkdesign!O$12)/1000","v":0},{"$f":"+(Z58*Network!G$76+AA58*Network!I$76+AB58*Network!J$76+AC58*Network!K$76+AD58*Network!L$76+AE58*Network!M$76)","v":0},0,0,0,0,0,0,0,0,0,0,0,0,0,0,0,0,0,0,{"$f":"IF(M58>1,0,BA$8*$W58+S58*Summary!J$391)","v":0},0,0,0,0,0,0,0,0,0,0,0,0,0,0,0,0,{"$f":"Summary!J$83*(+BA58)","v":0},0,0,{"$f":"+IF($M58=2,IF($O58<Summary!$F$383,Summary!$J$398*$L58,$BU$8*$W58),0)","v":0},0,0,0,0,0,0,0,0,{"$f":"+IF(M58=3,IF(O58<Summary!F$383,Summary!J$406*L58,CD$8*W58),0)","v":0},0,0,0,0,0,0,0,0,0,0,0,0,0,0,0,0,0,0,0,0,{"$f":"+IF(#REF!=0,0,(#REF!-#REF!)/#REF!)","v":{"$error":"#REF!"}}]
[17,{"$f":"+SettlementBcons!A18","v":0},{"$f":"+SettlementBcons!CC18","v":0},{"$f":"+SettlementBcons!BN18","v":0},{"$f":"+SettlementBcons!BC18","v":0},"",{"$f":"+SettlementBcons!BU18","v":0},{"$f":"+SettlementBcons!BW18/1000","v":0},0,"default",1,0,3,0,0,null,2000,0,0,0,0,0,0,{"$f":"IF(L59=0,\"\",VLOOKUP($R59/1000,Networkdesign!$R$4:$T$17,3))","v":""},{"$f":"IF(L59=0,0,VLOOKUP($S59/L59/1000,Networkdesign!$R$4:$U$17,4))","v":0},0,0,0,0,0,0,0,{"$f":"+(Z59*Networkdesign!O$6+AA59*Networkdesign!O$8+AB59*Networkdesign!O$9+AC59*Networkdesign!O$10+AD59*Networkdesign!O$11+AE59*Networkdesign!O$12)/1000","v":0},{"$f":"+(Z59*Network!G$76+AA59*Network!I$76+AB59*Network!J$76+AC59*Network!K$76+AD59*Network!L$76+AE59*Network!M$76)","v":0},0,0,0,0,0,0,0,0,0,0,0,0,0,0,0,0,0,0,{"$f":"IF(M59>1,0,BA$8*$W59+S59*Summary!J$391)","v":0},0,0,0,0,0,0,0,0,0,0,0,0,0,0,0,0,{"$f":"Summary!J$83*(+BA59)","v":0},0,0,{"$f":"+IF($M59=2,IF($O59<Summary!$F$383,Summary!$J$398*$L59,$BU$8*$W59),0)","v":0},0,0,0,0,0,0,0,0,{"$f":"+IF(M59=3,IF(O59<Summary!F$383,Summary!J$406*L59,CD$8*W59),0)","v":0},0,0,0,0,0,0,0,0,0,0,0,0,0,0,0,0,0,0,0,0,{"$f":"+IF(#REF!=0,0,(#REF!-#REF!)/#REF!)","v":{"$error":"#REF!"}}]
[18,{"$f":"+SettlementBcons!A19","v":0},{"$f":"+SettlementBcons!CC19","v":0},{"$f":"+SettlementBcons!BN19","v":0},{"$f":"+SettlementBcons!BC19","v":0},"",{"$f":"+SettlementBcons!BU19","v":0},{"$f":"+SettlementBcons!BW19/1000","v":0},0,"default",1,0,3,0,0,null,2000,0,0,0,0,0,0,{"$f":"IF(L60=0,\"\",VLOOKUP($R60/1000,Networkdesign!$R$4:$T$17,3))","v":""},{"$f":"IF(L60=0,0,VLOOKUP($S60/L60/1000,Networkdesign!$R$4:$U$17,4))","v":0},0,0,0,0,0,0,0,{"$f":"+(Z60*Networkdesign!O$6+AA60*Networkdesign!O$8+AB60*Networkdesign!O$9+AC60*Networkdesign!O$10+AD60*Networkdesign!O$11+AE60*Networkdesign!O$12)/1000","v":0},{"$f":"+(Z60*Network!G$76+AA60*Network!I$76+AB60*Network!J$76+AC60*Network!K$76+AD60*Network!L$76+AE60*Network!M$76)","v":0},0,0,0,0,0,0,0,0,0,0,0,0,0,0,0,0,0,0,{"$f":"IF(M60>1,0,BA$8*$W60+S60*Summary!J$391)","v":0},0,0,0,0,0,0,0,0,0,0,0,0,0,0,0,0,{"$f":"Summary!J$83*(+BA60)","v":0},0,0,{"$f":"+IF($M60=2,IF($O60<Summary!$F$383,Summary!$J$398*$L60,$BU$8*$W60),0)","v":0},0,0,0,0,0,0,0,0,{"$f":"+IF(M60=3,IF(O60<Summary!F$383,Summary!J$406*L60,CD$8*W60),0)","v":0},0,0,0,0,0,0,0,0,0,0,0,0,0,0,0,0,0,0,0,0,{"$f":"+IF(#REF!=0,0,(#REF!-#REF!)/#REF!)","v":{"$error":"#REF!"}}]
[19,{"$f":"+SettlementBcons!A20","v":0},{"$f":"+SettlementBcons!CC20","v":0},{"$f":"+SettlementBcons!BN20","v":0},{"$f":"+SettlementBcons!BC20","v":0},"",{"$f":"+SettlementBcons!BU20","v":0},{"$f":"+SettlementBcons!BW20/1000","v":0},0,"default",1,0,3,0,0,null,2000,0,0,0,0,0,0,{"$f":"IF(L61=0,\"\",VLOOKUP($R61/1000,Networkdesign!$R$4:$T$17,3))","v":""},{"$f":"IF(L61=0,0,VLOOKUP($S61/L61/1000,Networkdesign!$R$4:$U$17,4))","v":0},0,0,0,0,0,0,0,{"$f":"+(Z61*Networkdesign!O$6+AA61*Networkdesign!O$8+AB61*Networkdesign!O$9+AC61*Networkdesign!O$10+AD61*Networkdesign!O$11+AE61*Networkdesign!O$12)/1000","v":0},{"$f":"+(Z61*Network!G$76+AA61*Network!I$76+AB61*Network!J$76+AC61*Network!K$76+AD61*Network!L$76+AE61*Network!M$76)","v":0},0,0,0,0,0,0,0,0,0,0,0,0,0,0,0,0,0,0,{"$f":"IF(M61>1,0,BA$8*$W61+S61*Summary!J$391)","v":0},0,0,0,0,0,0,0,0,0,0,0,0,0,0,0,0,{"$f":"Summary!J$83*(+BA61)","v":0},0,0,{"$f":"+IF($M61=2,IF($O61<Summary!$F$383,Summary!$J$398*$L61,$BU$8*$W61),0)","v":0},0,0,0,0,0,0,0,0,{"$f":"+IF(M61=3,IF(O61<Summary!F$383,Summary!J$406*L61,CD$8*W61),0)","v":0},0,0,0,0,0,0,0,0,0,0,0,0,0,0,0,0,0,0,0,0,{"$f":"+IF(#REF!=0,0,(#REF!-#REF!)/#REF!)","v":{"$error":"#REF!"}}]
[20,{"$f":"+SettlementBcons!A21","v":0},{"$f":"+SettlementBcons!CC21","v":0},{"$f":"+SettlementBcons!BN21","v":0},{"$f":"+SettlementBcons!BC21","v":0},"",{"$f":"+SettlementBcons!BU21","v":0},{"$f":"+SettlementBcons!BW21/1000","v":0},0,"default",1,0,3,0,0,null,2000,0,0,0,0,0,0,{"$f":"IF(L62=0,\"\",VLOOKUP($R62/1000,Networkdesign!$R$4:$T$17,3))","v":""},{"$f":"IF(L62=0,0,VLOOKUP($S62/L62/1000,Networkdesign!$R$4:$U$17,4))","v":0},0,0,0,0,0,0,0,{"$f":"+(Z62*Networkdesign!O$6+AA62*Networkdesign!O$8+AB62*Networkdesign!O$9+AC62*Networkdesign!O$10+AD62*Networkdesign!O$11+AE62*Networkdesign!O$12)/1000","v":0},{"$f":"+(Z62*Network!G$76+AA62*Network!I$76+AB62*Network!J$76+AC62*Network!K$76+AD62*Network!L$76+AE62*Network!M$76)","v":0},0,0,0,0,0,0,0,0,0,0,0,0,0,0,0,0,0,0,{"$f":"IF(M62>1,0,BA$8*$W62+S62*Summary!J$391)","v":0},0,0,0,0,0,0,0,0,0,0,0,0,0,0,0,0,{"$f":"Summary!J$83*(+BA62)","v":0},0,0,{"$f":"+IF($M62=2,IF($O62<Summary!$F$383,Summary!$J$398*$L62,$BU$8*$W62),0)","v":0},0,0,0,0,0,0,0,0,{"$f":"+IF(M62=3,IF(O62<Summary!F$383,Summary!J$406*L62,CD$8*W62),0)","v":0},0,0,0,0,0,0,0,0,0,0,0,0,0,0,0,0,0,0,0,0,{"$f":"+IF(#REF!=0,0,(#REF!-#REF!)/#REF!)","v":{"$error":"#REF!"}}]
[21,{"$f":"+SettlementBcons!A22","v":0},{"$f":"+SettlementBcons!CC22","v":0},{"$f":"+SettlementBcons!BN22","v":0},{"$f":"+SettlementBcons!BC22","v":0},"",{"$f":"+SettlementBcons!BU22","v":0},{"$f":"+SettlementBcons!BW22/1000","v":0},0,"default",1,0,3,0,0,null,2000,0,0,0,0,0,0,{"$f":"IF(L63=0,\"\",VLOOKUP($R63/1000,Networkdesign!$R$4:$T$17,3))","v":""},{"$f":"IF(L63=0,0,VLOOKUP($S63/L63/1000,Networkdesign!$R$4:$U$17,4))","v":0},{"$f":"($Y63=Z$7)*Z$8*$L63","v":0},0,0,0,0,0,0,{"$f":"+(Z63*Networkdesign!O$6+AA63*Networkdesign!O$8+AB63*Networkdesign!O$9+AC63*Networkdesign!O$10+AD63*Networkdesign!O$11+AE63*Networkdesign!O$12)/1000","v":0},{"$f":"+(Z63*Network!G$76+AA63*Network!I$76+AB63*Network!J$76+AC63*Network!K$76+AD63*Network!L$76+AE63*Network!M$76)","v":0},0,0,0,0,0,0,0,0,0,0,0,0,0,0,0,0,0,0,{"$f":"IF(M63>1,0,BA$8*$W63+S63*Summary!J$391)","v":0},0,0,0,0,0,0,0,0,0,0,0,0,0,0,0,0,{"$f":"Summary!J$83*(+BA63)","v":0},0,0,{"$f":"+IF($M63=2,IF($O63<Summary!$F$383,Summary!$J$398*$L63,$BU$8*$W63),0)","v":0},0,0,0,0,0,0,0,0,{"$f":"+IF(M63=3,IF(O63<Summary!F$383,Summary!J$406*L63,CD$8*W63),0)","v":0},0,0,0,0,0,0,0,0,0,0,0,0,0,0,0,0,0,0,0,0,{"$f":"+IF(#REF!=0,0,(#REF!-#REF!)/#REF!)","v":{"$error":"#REF!"}}]
[22,{"$f":"+SettlementBcons!A23","v":0},{"$f":"+SettlementBcons!CC23","v":0},{"$f":"+SettlementBcons!BN23","v":0},{"$f":"+SettlementBcons!BC23","v":0},"",{"$f":"+SettlementBcons!BU23","v":0},{"$f":"+SettlementBcons!BW23/1000","v":0},0,"default",1,0,3,0,0,null,2000,0,0,0,0,0,0,{"$f":"IF(L64=0,\"\",VLOOKUP($R64/1000,Networkdesign!$R$4:$T$17,3))","v":""},{"$f":"IF(L64=0,0,VLOOKUP($S64/L64/1000,Networkdesign!$R$4:$U$17,4))","v":0},0,0,0,0,0,0,0,{"$f":"+(Z64*Networkdesign!O$6+AA64*Networkdesign!O$8+AB64*Networkdesign!O$9+AC64*Networkdesign!O$10+AD64*Networkdesign!O$11+AE64*Networkdesign!O$12)/1000","v":0},{"$f":"+(Z64*Network!G$76+AA64*Network!I$76+AB64*Network!J$76+AC64*Network!K$76+AD64*Network!L$76+AE64*Network!M$76)","v":0},0,0,0,0,0,0,0,0,0,0,0,0,0,0,0,0,0,0,{"$f":"IF(M64>1,0,BA$8*$W64+S64*Summary!J$391)","v":0},0,0,0,0,0,0,0,0,0,0,0,0,0,0,0,0,{"$f":"Summary!J$83*(+BA64)","v":0},0,0,{"$f":"+IF($M64=2,IF($O64<Summary!$F$383,Summary!$J$398*$L64,$BU$8*$W64),0)","v":0},0,0,0,0,0,0,0,0,{"$f":"+IF(M64=3,IF(O64<Summary!F$383,Summary!J$406*L64,CD$8*W64),0)","v":0},0,0,0,0,0,0,0,0,0,0,0,0,0,0,0,0,0,0,0,0,{"$f":"+IF(#REF!=0,0,(#REF!-#REF!)/#REF!)","v":{"$error":"#REF!"}}]
[23,{"$f":"+SettlementBcons!A24","v":0},{"$f":"+SettlementBcons!CC24","v":0},{"$f":"+SettlementBcons!BN24","v":0},{"$f":"+SettlementBcons!BC24","v":0},"",{"$f":"+SettlementBcons!BU24","v":0},{"$f":"+SettlementBcons!BW24/1000","v":0},0,"default",1,0,3,0,0,null,2000,0,0,0,0,0,0,{"$f":"IF(L65=0,\"\",VLOOKUP($R65/1000,Networkdesign!$R$4:$T$17,3))","v":""},{"$f":"IF(L65=0,0,VLOOKUP($S65/L65/1000,Networkdesign!$R$4:$U$17,4))","v":0},0,0,0,0,0,0,0,{"$f":"+(Z65*Networkdesign!O$6+AA65*Networkdesign!O$8+AB65*Networkdesign!O$9+AC65*Networkdesign!O$10+AD65*Networkdesign!O$11+AE65*Networkdesign!O$12)/1000","v":0},{"$f":"+(Z65*Network!G$76+AA65*Network!I$76+AB65*Network!J$76+AC65*Network!K$76+AD65*Network!L$76+AE65*Network!M$76)","v":0},0,0,0,0,0,0,0,0,0,0,0,0,0,0,0,0,0,0,{"$f":"IF(M65>1,0,BA$8*$W65+S65*Summary!J$391)","v":0},0,0,0,0,0,0,0,0,0,0,0,0,0,0,0,0,{"$f":"Summary!J$83*(+BA65)","v":0},0,0,{"$f":"+IF($M65=2,IF($O65<Summary!$F$383,Summary!$J$398*$L65,$BU$8*$W65),0)","v":0},0,0,0,0,0,0,0,0,{"$f":"+IF(M65=3,IF(O65<Summary!F$383,Summary!J$406*L65,CD$8*W65),0)","v":0},0,0,0,0,0,0,0,0,0,0,0,0,0,0,0,0,0,0,0,0,{"$f":"+IF(#REF!=0,0,(#REF!-#REF!)/#REF!)","v":{"$error":"#REF!"}}]
[24,{"$f":"+SettlementBcons!A25","v":0},{"$f":"+SettlementBcons!CC25","v":0},{"$f":"+SettlementBcons!BN25","v":0},{"$f":"+SettlementBcons!BC25","v":0},"",{"$f":"+SettlementBcons!BU25","v":0},{"$f":"+SettlementBcons!BW25/1000","v":0},0,"default",1,0,3,0,0,null,2000,0,0,0,0,0,0,{"$f":"IF(L66=0,\"\",VLOOKUP($R66/1000,Networkdesign!$R$4:$T$17,3))","v":""},{"$f":"IF(L66=0,0,VLOOKUP($S66/L66/1000,Networkdesign!$R$4:$U$17,4))","v":0},0,0,0,0,0,0,0,{"$f":"+(Z66*Networkdesign!O$6+AA66*Networkdesign!O$8+AB66*Networkdesign!O$9+AC66*Networkdesign!O$10+AD66*Networkdesign!O$11+AE66*Networkdesign!O$12)/1000","v":0},{"$f":"+(Z66*Network!G$76+AA66*Network!I$76+AB66*Network!J$76+AC66*Network!K$76+AD66*Network!L$76+AE66*Network!M$76)","v":0},0,0,0,0,0,0,0,0,0,0,0,0,0,0,0,0,0,0,{"$f":"IF(M66>1,0,BA$8*$W66+S66*Summary!J$391)","v":0},0,0,0,0,0,0,0,0,0,0,0,0,0,0,0,0,{"$f":"Summary!J$83*(+BA66)","v":0},0,0,{"$f":"+IF($M66=2,IF($O66<Summary!$F$383,Summary!$J$398*$L66,$BU$8*$W66),0)","v":0},0,0,0,0,0,0,0,0,{"$f":"+IF(M66=3,IF(O66<Summary!F$383,Summary!J$406*L66,CD$8*W66),0)","v":0},0,0,0,0,0,0,0,0,0,0,0,0,0,0,0,0,0,0,0,0,{"$f":"+IF(#REF!=0,0,(#REF!-#REF!)/#REF!)","v":{"$error":"#REF!"}}]
[25,{"$f":"+SettlementBcons!A26","v":0},{"$f":"+SettlementBcons!CC26","v":0},{"$f":"+SettlementBcons!BN26","v":0},{"$f":"+SettlementBcons!BC26","v":0},"",{"$f":"+SettlementBcons!BU26","v":0},{"$f":"+SettlementBcons!BW26/1000","v":0},0,"default",1,0,3,0,0,null,2000,0,0,0,0,0,0,{"$f":"IF(L67=0,\"\",VLOOKUP($R67/1000,Networkdesign!$R$4:$T$17,3))","v":""},{"$f":"IF(L67=0,0,VLOOKUP($S67/L67/1000,Networkdesign!$R$4:$U$17,4))","v":0},0,0,0,0,0,0,0,{"$f":"+(Z67*Networkdesign!O$6+AA67*Networkdesign!O$8+AB67*Networkdesign!O$9+AC67*Networkdesign!O$10+AD67*Networkdesign!O$11+AE67*Networkdesign!O$12)/1000","v":0},{"$f":"+(Z67*Network!G$76+AA67*Network!I$76+AB67*Network!J$76+AC67*Network!K$76+AD67*Network!L$76+AE67*Network!M$76)","v":0},0,0,0,0,0,0,0,0,0,0,0,0,0,0,0,0,0,0,{"$f":"IF(M67>1,0,BA$8*$W67+S67*Summary!J$391)","v":0},0,0,0,0,0,0,0,0,0,0,0,0,0,0,0,0,{"$f":"Summary!J$83*(+BA67)","v":0},0,0,{"$f":"+IF($M67=2,IF($O67<Summary!$F$383,Summary!$J$398*$L67,$BU$8*$W67),0)","v":0},0,0,0,0,0,0,0,0,{"$f":"+IF(M67=3,IF(O67<Summary!F$383,Summary!J$406*L67,CD$8*W67),0)","v":0},0,0,0,0,0,0,0,0,0,0,0,0,0,0,0,0,0,0,0,0,{"$f":"+IF(#REF!=0,0,(#REF!-#REF!)/#REF!)","v":{"$error":"#REF!"}}]
[26,{"$f":"+SettlementBcons!A27","v":0},{"$f":"+SettlementBcons!CC27","v":0},{"$f":"+SettlementBcons!BN27","v":0},{"$f":"+SettlementBcons!BC27","v":0},"",{"$f":"+SettlementBcons!BU27","v":0},{"$f":"+SettlementBcons!BW27/1000","v":0},0,"default",1,0,3,0,0,null,2000,0,0,0,0,0,0,{"$f":"IF(L68=0,\"\",VLOOKUP($R68/1000,Networkdesign!$R$4:$T$17,3))","v":""},{"$f":"IF(L68=0,0,VLOOKUP($S68/L68/1000,Networkdesign!$R$4:$U$17,4))","v":0},0,0,0,0,0,0,0,{"$f":"+(Z68*Networkdesign!O$6+AA68*Networkdesign!O$8+AB68*Networkdesign!O$9+AC68*Networkdesign!O$10+AD68*Networkdesign!O$11+AE68*Networkdesign!O$12)/1000","v":0},{"$f":"+(Z68*Network!G$76+AA68*Network!I$76+AB68*Network!J$76+AC68*Network!K$76+AD68*Network!L$76+AE68*Network!M$76)","v":0},0,0,0,0,0,0,0,0,0,0,0,0,0,0,0,0,0,0,{"$f":"IF(M68>1,0,BA$8*$W68+S68*Summary!J$391)","v":0},0,0,0,0,0,0,0,0,0,0,0,0,0,0,0,0,{"$f":"Summary!J$83*(+BA68)","v":0},0,0,{"$f":"+IF($M68=2,IF($O68<Summary!$F$383,Summary!$J$398*$L68,$BU$8*$W68),0)","v":0},0,0,0,0,0,0,0,0,{"$f":"+IF(M68=3,IF(O68<Summary!F$383,Summary!J$406*L68,CD$8*W68),0)","v":0},0,0,0,0,0,0,0,0,0,0,0,0,0,0,0,0,0,0,0,0,{"$f":"+IF(#REF!=0,0,(#REF!-#REF!)/#REF!)","v":{"$error":"#REF!"}}]
[27,{"$f":"+SettlementBcons!A28","v":0},{"$f":"+SettlementBcons!CC28","v":0},{"$f":"+SettlementBcons!BN28","v":0},{"$f":"+SettlementBcons!BC28","v":0},"",0,0,{"$f":"+IF(G69=\"<Null>\",0,IF(G69=0,0,H69*1000/G69))","v":0},"default",0,0,3,0,0,null,2000,0,0,0,0,0,0,{"$f":"IF(L69=0,\"\",VLOOKUP($R69/1000,Networkdesign!$R$4:$T$17,3))","v":""},{"$f":"IF(L69=0,0,VLOOKUP($S69/L69/1000,Networkdesign!$R$4:$U$17,4))","v":0},0,0,0,0,0,0,0,{"$f":"+(Z69*Networkdesign!O$6+AA69*Networkdesign!O$8+AB69*Networkdesign!O$9+AC69*Networkdesign!O$10+AD69*Networkdesign!O$11+AE69*Networkdesign!O$12)/1000","v":0},{"$f":"+(Z69*Network!G$76+AA69*Network!I$76+AB69*Network!J$76+AC69*Network!K$76+AD69*Network!L$76+AE69*Network!M$76)","v":0},0,0,0,0,0,0,0,0,0,0,0,0,0,0,0,0,0,0,{"$f":"IF(M69>1,0,BA$8*$W69+S69*Summary!J$391)","v":0},0,0,0,0,0,0,0,0,0,0,0,0,0,0,0,0,{"$f":"Summary!J$83*(+BA69)","v":0},0,0,{"$f":"+IF($M69=2,IF($O69<Summary!$F$383,Summary!$J$398*$L69,$BU$8*$W69),0)","v":0},0,0,0,0,0,0,0,0,{"$f":"+IF(M69=3,IF(O69<Summary!F$383,Summary!J$406*L69,CD$8*W69),0)","v":0},0,0,0,0,0,0,0,0,0,0,0,0,0,0,0,0,0,0,0,0,{"$f":"+IF(#REF!=0,0,(#REF!-#REF!)/#REF!)","v":{"$error":"#REF!"}}]
[28,{"$f":"+SettlementBcons!A29","v":0},{"$f":"+SettlementBcons!CC29","v":0},{"$f":"+SettlementBcons!BN29","v":0},{"$f":"+SettlementBcons!BC29","v":0},"",{"$f":"+SettlementBcons!BU29","v":0},{"$f":"+SettlementBcons!BW29/1000","v":0},{"$f":"+IF(G70=\"<Null>\",0,IF(G70=0,0,H70*1000/G70))","v":0},"default",1,0,3,{"$f":"+L70*G70","v":0},{"$f":"+N70*I70/1000","v":0},null,2000,0,0,0,0,0,0,{"$f":"IF(L70=0,\"\",VLOOKUP($R70/1000,Networkdesign!$R$4:$T$17,3))","v":""},{"$f":"IF(L70=0,0,VLOOKUP($S70/L70/1000,Networkdesign!$R$4:$U$17,4))","v":0},0,0,0,0,0,0,0,{"$f":"+(Z70*Networkdesign!O$6+AA70*Networkdesign!O$8+AB70*Networkdesign!O$9+AC70*Networkdesign!O$10+AD70*Networkdesign!O$11+AE70*Networkdesign!O$12)/1000","v":0},{"$f":"+(Z70*Network!G$76+AA70*Network!I$76+AB70*Network!J$76+AC70*Network!K$76+AD70*Network!L$76+AE70*Network!M$76)","v":0},0,0,0,0,0,0,0,0,0,0,0,0,0,0,0,0,0,0,{"$f":"IF(M70>1,0,BA$8*$W70+S70*Summary!J$391)","v":0},0,0,0,0,0,0,0,0,0,0,0,0,0,0,0,0,{"$f":"Summary!J$83*(+BA70)","v":0},0,0,{"$f":"+IF($M70=2,IF($O70<Summary!$F$383,Summary!$J$398*$L70,$BU$8*$W70),0)","v":0},0,0,0,0,0,0,0,0,{"$f":"+IF(M70=3,IF(O70<Summary!F$383,Summary!J$406*L70,CD$8*W70),0)","v":0},0,0,0,0,0,0,0,0,0,0,0,0,0,0,0,0,0,0,0,0,{"$f":"+IF(#REF!=0,0,(#REF!-#REF!)/#REF!)","v":{"$error":"#REF!"}}]
[29,{"$f":"+SettlementBcons!A30","v":0},{"$f":"+SettlementBcons!CC30","v":0},{"$f":"+SettlementBcons!BN30","v":0},{"$f":"+SettlementBcons!BC30","v":0},"",{"$f":"+SettlementBcons!BU30","v":0},{"$f":"+SettlementBcons!BW30/1000","v":0},0,"default",1,0,3,0,0,null,2000,0,0,0,0,0,0,{"$f":"IF(L71=0,\"\",VLOOKUP($R71/1000,Networkdesign!$R$4:$T$17,3))","v":""},{"$f":"IF(L71=0,0,VLOOKUP($S71/L71/1000,Networkdesign!$R$4:$U$17,4))","v":0},0,0,0,0,0,0,0,{"$f":"+(Z71*Networkdesign!O$6+AA71*Networkdesign!O$8+AB71*Networkdesign!O$9+AC71*Networkdesign!O$10+AD71*Networkdesign!O$11+AE71*Networkdesign!O$12)/1000","v":0},{"$f":"+(Z71*Network!G$76+AA71*Network!I$76+AB71*Network!J$76+AC71*Network!K$76+AD71*Network!L$76+AE71*Network!M$76)","v":0},0,0,0,0,0,0,0,0,0,0,0,0,0,0,0,0,0,0,{"$f":"IF(M71>1,0,BA$8*$W71+S71*Summary!J$391)","v":0},0,0,0,0,0,0,0,0,0,0,0,0,0,0,0,0,{"$f":"Summary!J$83*(+BA71)","v":0},0,0,{"$f":"+IF($M71=2,IF($O71<Summary!$F$383,Summary!$J$398*$L71,$BU$8*$W71),0)","v":0},0,0,0,0,0,0,0,0,{"$f":"+IF(M71=3,IF(O71<Summary!F$383,Summary!J$406*L71,CD$8*W71),0)","v":0},0,0,0,0,0,0,0,0,0,0,0,0,0,0,0,0,0,0,0,0,{"$f":"+IF(#REF!=0,0,(#REF!-#REF!)/#REF!)","v":{"$error":"#REF!"}}]
[30,{"$f":"+SettlementBcons!A31","v":0},{"$f":"+SettlementBcons!CC31","v":0},{"$f":"+SettlementBcons!BN31","v":0},{"$f":"+SettlementBcons!BC31","v":0},"",{"$f":"+SettlementBcons!BU31","v":0},{"$f":"+SettlementBcons!BW31/1000","v":0},0,"default",1,0,3,0,0,null,2000,0,0,0,0,0,0,{"$f":"IF(L72=0,\"\",VLOOKUP($R72/1000,Networkdesign!$R$4:$T$17,3))","v":""},{"$f":"IF(L72=0,0,VLOOKUP($S72/L72/1000,Networkdesign!$R$4:$U$17,4))","v":0},0,0,0,0,0,0,0,{"$f":"+(Z72*Networkdesign!O$6+AA72*Networkdesign!O$8+AB72*Networkdesign!O$9+AC72*Networkdesign!O$10+AD72*Networkdesign!O$11+AE72*Networkdesign!O$12)/1000","v":0},{"$f":"+(Z72*Network!G$76+AA72*Network!I$76+AB72*Network!J$76+AC72*Network!K$76+AD72*Network!L$76+AE72*Network!M$76)","v":0},0,0,0,0,0,0,0,0,0,0,0,0,0,0,0,0,0,0,{"$f":"IF(M72>1,0,BA$8*$W72+S72*Summary!J$391)","v":0},0,0,0,0,0,0,0,0,0,0,0,0,0,0,0,0,{"$f":"Summary!J$83*(+BA72)","v":0},0,0,{"$f":"+IF($M72=2,IF($O72<Summary!$F$383,Summary!$J$398*$L72,$BU$8*$W72),0)","v":0},0,0,0,0,0,0,0,0,{"$f":"+IF(M72=3,IF(O72<Summary!F$383,Summary!J$406*L72,CD$8*W72),0)","v":0},0,0,0,0,0,0,0,0,0,0,0,0,0,0,0,0,0,0,0,0,{"$f":"+IF(#REF!=0,0,(#REF!-#REF!)/#REF!)","v":{"$error":"#REF!"}}]
[31,{"$f":"+SettlementBcons!A32","v":0},{"$f":"+SettlementBcons!CC32","v":0},{"$f":"+SettlementBcons!BN32","v":0},{"$f":"+SettlementBcons!BC32","v":0},"",{"$f":"+SettlementBcons!BU32","v":0},{"$f":"+SettlementBcons!BW32/1000","v":0},0,"default",1,0,3,0,0,null,2000,0,0,0,0,0,0,{"$f":"IF(L73=0,\"\",VLOOKUP($R73/1000,Networkdesign!$R$4:$T$17,3))","v":""},{"$f":"IF(L73=0,0,VLOOKUP($S73/L73/1000,Networkdesign!$R$4:$U$17,4))","v":0},{"$f":"($Y73=Z$7)*Z$8*$L73","v":0},0,0,0,0,0,0,{"$f":"+(Z73*Networkdesign!O$6+AA73*Networkdesign!O$8+AB73*Networkdesign!O$9+AC73*Networkdesign!O$10+AD73*Networkdesign!O$11+AE73*Networkdesign!O$12)/1000","v":0},{"$f":"+(Z73*Network!G$76+AA73*Network!I$76+AB73*Network!J$76+AC73*Network!K$76+AD73*Network!L$76+AE73*Network!M$76)","v":0},0,0,0,0,0,0,0,0,0,0,0,0,0,0,0,0,0,0,{"$f":"IF(M73>1,0,BA$8*$W73+S73*Summary!J$391)","v":0},0,0,0,0,0,0,0,0,0,0,0,0,0,0,0,0,{"$f":"Summary!J$83*(+BA73)","v":0},0,0,{"$f":"+IF($M73=2,IF($O73<Summary!$F$383,Summary!$J$398*$L73,$BU$8*$W73),0)","v":0},0,0,0,0,0,0,0,0,{"$f":"+IF(M73=3,IF(O73<Summary!F$383,Summary!J$406*L73,CD$8*W73),0)","v":0},0,0,0,0,0,0,0,0,0,0,0,0,0,0,0,0,0,0,0,0,{"$f":"+IF(#REF!=0,0,(#REF!-#REF!)/#REF!)","v":{"$error":"#REF!"}}]
[32,{"$f":"+SettlementBcons!A33","v":0},{"$f":"+SettlementBcons!CC33","v":0},{"$f":"+SettlementBcons!BN33","v":0},{"$f":"+SettlementBcons!BC33","v":0},"",{"$f":"+SettlementBcons!BU33","v":0},{"$f":"+SettlementBcons!BW33/1000","v":0},0,"default",1,0,3,0,0,null,2000,0,0,0,0,0,0,{"$f":"IF(L74=0,\"\",VLOOKUP($R74/1000,Networkdesign!$R$4:$T$17,3))","v":""},{"$f":"IF(L74=0,0,VLOOKUP($S74/L74/1000,Networkdesign!$R$4:$U$17,4))","v":0},0,0,0,0,0,0,0,{"$f":"+(Z74*Networkdesign!O$6+AA74*Networkdesign!O$8+AB74*Networkdesign!O$9+AC74*Networkdesign!O$10+AD74*Networkdesign!O$11+AE74*Networkdesign!O$12)/1000","v":0},{"$f":"+(Z74*Network!G$76+AA74*Network!I$76+AB74*Network!J$76+AC74*Network!K$76+AD74*Network!L$76+AE74*Network!M$76)","v":0},0,0,0,0,0,0,0,0,0,0,0,0,0,0,0,0,0,0,{"$f":"IF(M74>1,0,BA$8*$W74+S74*Summary!J$391)","v":0},0,0,0,0,0,0,0,0,0,0,0,0,0,0,0,0,{"$f":"Summary!J$83*(+BA74)","v":0},0,0,{"$f":"+IF($M74=2,IF($O74<Summary!$F$383,Summary!$J$398*$L74,$BU$8*$W74),0)","v":0},0,0,0,0,0,0,0,0,{"$f":"+IF(M74=3,IF(O74<Summary!F$383,Summary!J$406*L74,CD$8*W74),0)","v":0},0,0,0,0,0,0,0,0,0,0,0,0,0,0,0,0,0,0,0,0,{"$f":"+IF(#REF!=0,0,(#REF!-#REF!)/#REF!)","v":{"$error":"#REF!"}}]
[33,{"$f":"+SettlementBcons!A34","v":0},{"$f":"+SettlementBcons!CC34","v":0},{"$f":"+SettlementBcons!BN34","v":0},{"$f":"+SettlementBcons!BC34","v":0},"",{"$f":"+SettlementBcons!BU34","v":0},{"$f":"+SettlementBcons!BW34/1000","v":0},0,"default",1,0,3,0,0,null,2000,{"$f":"+G75*I75/Q75","v":0},0,0,0,0,0,{"$f":"IF(L75=0,\"\",VLOOKUP($R75/1000,Networkdesign!$R$4:$T$17,3))","v":""},{"$f":"IF(L75=0,0,VLOOKUP($S75/L75/1000,Networkdesign!$R$4:$U$17,4))","v":0},0,0,0,0,0,0,0,{"$f":"+(Z75*Networkdesign!O$6+AA75*Networkdesign!O$8+AB75*Networkdesign!O$9+AC75*Networkdesign!O$10+AD75*Networkdesign!O$11+AE75*Networkdesign!O$12)/1000","v":0},{"$f":"+(Z75*Network!G$76+AA75*Network!I$76+AB75*Network!J$76+AC75*Network!K$76+AD75*Network!L$76+AE75*Network!M$76)","v":0},0,0,0,0,0,0,0,0,0,0,0,0,0,0,0,0,0,0,{"$f":"IF(M75>1,0,BA$8*$W75+S75*Summary!J$391)","v":0},0,0,0,0,0,0,0,0,0,0,0,0,0,0,0,0,{"$f":"Summary!J$83*(+BA75)","v":0},0,0,{"$f":"+IF($M75=2,IF($O75<Summary!$F$383,Summary!$J$398*$L75,$BU$8*$W75),0)","v":0},0,0,0,0,0,0,0,0,{"$f":"+IF(M75=3,IF(O75<Summary!F$383,Summary!J$406*L75,CD$8*W75),0)","v":0},0,0,0,0,0,0,0,0,0,0,0,0,0,0,0,0,0,0,0,0,{"$f":"+IF(#REF!=0,0,(#REF!-#REF!)/#REF!)","v":{"$error":"#REF!"}}]
[34,{"$f":"+SettlementBcons!A35","v":0},{"$f":"+SettlementBcons!CC35","v":0},{"$f":"+SettlementBcons!BN35","v":0},{"$f":"+SettlementBcons!BC35","v":0},"",{"$f":"+SettlementBcons!BU35","v":0},{"$f":"+SettlementBcons!BW35/1000","v":0},0,"default",1,0,3,0,0,null,2000,0,0,0,0,0,0,{"$f":"IF(L76=0,\"\",VLOOKUP($R76/1000,Networkdesign!$R$4:$T$17,3))","v":""},{"$f":"IF(L76=0,0,VLOOKUP($S76/L76/1000,Networkdesign!$R$4:$U$17,4))","v":0},0,0,0,0,0,0,0,{"$f":"+(Z76*Networkdesign!O$6+AA76*Networkdesign!O$8+AB76*Networkdesign!O$9+AC76*Networkdesign!O$10+AD76*Networkdesign!O$11+AE76*Networkdesign!O$12)/1000","v":0},{"$f":"+(Z76*Network!G$76+AA76*Network!I$76+AB76*Network!J$76+AC76*Network!K$76+AD76*Network!L$76+AE76*Network!M$76)","v":0},0,0,0,0,0,0,0,0,0,0,0,0,0,0,0,0,0,0,{"$f":"IF(M76>1,0,BA$8*$W76+S76*Summary!J$391)","v":0},0,0,0,0,0,0,0,0,0,0,0,0,0,0,0,0,{"$f":"Summary!J$83*(+BA76)","v":0},0,0,{"$f":"+IF($M76=2,IF($O76<Summary!$F$383,Summary!$J$398*$L76,$BU$8*$W76),0)","v":0},0,0,0,0,0,0,0,0,{"$f":"+IF(M76=3,IF(O76<Summary!F$383,Summary!J$406*L76,CD$8*W76),0)","v":0},0,0,0,0,0,0,0,0,0,0,0,0,0,0,0,0,0,0,0,0,{"$f":"+IF(#REF!=0,0,(#REF!-#REF!)/#REF!)","v":{"$error":"#REF!"}}]
[35,{"$f":"+SettlementBcons!A36","v":0},{"$f":"+SettlementBcons!CC36","v":0},{"$f":"+SettlementBcons!BN36","v":0},{"$f":"+SettlementBcons!BC36","v":0},"",{"$f":"+SettlementBcons!BU36","v":0},{"$f":"+SettlementBcons!BW36/1000","v":0},0,"default",1,0,3,0,0,null,2000,0,0,0,0,0,0,{"$f":"IF(L77=0,\"\",VLOOKUP($R77/1000,Networkdesign!$R$4:$T$17,3))","v":""},{"$f":"IF(L77=0,0,VLOOKUP($S77/L77/1000,Networkdesign!$R$4:$U$17,4))","v":0},0,0,0,0,0,0,0,{"$f":"+(Z77*Networkdesign!O$6+AA77*Networkdesign!O$8+AB77*Networkdesign!O$9+AC77*Networkdesign!O$10+AD77*Networkdesign!O$11+AE77*Networkdesign!O$12)/1000","v":0},{"$f":"+(Z77*Network!G$76+AA77*Network!I$76+AB77*Network!J$76+AC77*Network!K$76+AD77*Network!L$76+AE77*Network!M$76)","v":0},0,0,0,0,0,0,0,0,0,0,0,0,0,0,0,0,0,0,{"$f":"IF(M77>1,0,BA$8*$W77+S77*Summary!J$391)","v":0},0,0,0,0,0,0,0,0,0,0,0,0,0,0,0,0,{"$f":"Summary!J$83*(+BA77)","v":0},0,0,{"$f":"+IF($M77=2,IF($O77<Summary!$F$383,Summary!$J$398*$L77,$BU$8*$W77),0)","v":0},0,0,0,0,0,0,0,0,{"$f":"+IF(M77=3,IF(O77<Summary!F$383,Summary!J$406*L77,CD$8*W77),0)","v":0},0,0,0,0,0,0,0,0,0,0,0,0,0,0,0,0,0,0,0,0,{"$f":"+IF(#REF!=0,0,(#REF!-#REF!)/#REF!)","v":{"$error":"#REF!"}}]
[36,{"$f":"+SettlementBcons!A37","v":0},{"$f":"+SettlementBcons!CC37","v":0},{"$f":"+SettlementBcons!BN37","v":0},{"$f":"+SettlementBcons!BC37","v":0},"",{"$f":"+SettlementBcons!BU37","v":0},{"$f":"+SettlementBcons!BW37/1000","v":0},0,"default",1,0,3,0,0,null,2000,0,0,0,0,0,0,{"$f":"IF(L78=0,\"\",VLOOKUP($R78/1000,Networkdesign!$R$4:$T$17,3))","v":""},{"$f":"IF(L78=0,0,VLOOKUP($S78/L78/1000,Networkdesign!$R$4:$U$17,4))","v":0},0,0,0,0,0,0,0,{"$f":"+(Z78*Networkdesign!O$6+AA78*Networkdesign!O$8+AB78*Networkdesign!O$9+AC78*Networkdesign!O$10+AD78*Networkdesign!O$11+AE78*Networkdesign!O$12)/1000","v":0},{"$f":"+(Z78*Network!G$76+AA78*Network!I$76+AB78*Network!J$76+AC78*Network!K$76+AD78*Network!L$76+AE78*Network!M$76)","v":0},0,0,0,0,0,0,0,0,0,0,0,0,0,0,0,0,0,0,{"$f":"IF(M78>1,0,BA$8*$W78+S78*Summary!J$391)","v":0},0,0,0,0,0,0,0,0,0,0,0,0,0,0,0,0,{"$f":"Summary!J$83*(+BA78)","v":0},0,0,{"$f":"+IF($M78=2,IF($O78<Summary!$F$383,Summary!$J$398*$L78,$BU$8*$W78),0)","v":0},0,0,0,0,0,0,0,0,{"$f":"+IF(M78=3,IF(O78<Summary!F$383,Summary!J$406*L78,CD$8*W78),0)","v":0},0,0,0,0,0,0,0,0,0,0,0,0,0,0,0,0,0,0,0,0,{"$f":"+IF(#REF!=0,0,(#REF!-#REF!)/#REF!)","v":{"$error":"#REF!"}}]
[37,{"$f":"+SettlementBcons!A38","v":0},{"$f":"+SettlementBcons!CC38","v":0},{"$f":"+SettlementBcons!BN38","v":0},{"$f":"+SettlementBcons!BC38","v":0},"",{"$f":"+SettlementBcons!BU38","v":0},{"$f":"+SettlementBcons!BW38/1000","v":0},0,"default",1,0,3,0,0,null,2000,0,0,0,0,0,0,{"$f":"IF(L79=0,\"\",VLOOKUP($R79/1000,Networkdesign!$R$4:$T$17,3))","v":""},{"$f":"IF(L79=0,0,VLOOKUP($S79/L79/1000,Networkdesign!$R$4:$U$17,4))","v":0},0,0,0,0,0,0,0,{"$f":"+(Z79*Networkdesign!O$6+AA79*Networkdesign!O$8+AB79*Networkdesign!O$9+AC79*Networkdesign!O$10+AD79*Networkdesign!O$11+AE79*Networkdesign!O$12)/1000","v":0},{"$f":"+(Z79*Network!G$76+AA79*Network!I$76+AB79*Network!J$76+AC79*Network!K$76+AD79*Network!L$76+AE79*Network!M$76)","v":0},0,0,0,0,0,0,0,0,0,0,0,0,0,0,0,0,0,0,{"$f":"IF(M79>1,0,BA$8*$W79+S79*Summary!J$391)","v":0},0,0,0,0,0,0,0,0,0,0,0,0,0,0,0,0,{"$f":"Summary!J$83*(+BA79)","v":0},0,0,{"$f":"+IF($M79=2,IF($O79<Summary!$F$383,Summary!$J$398*$L79,$BU$8*$W79),0)","v":0},0,0,0,0,0,0,0,0,{"$f":"+IF(M79=3,IF(O79<Summary!F$383,Summary!J$406*L79,CD$8*W79),0)","v":0},0,0,0,0,0,0,0,0,0,0,0,0,0,0,0,0,0,0,0,0,{"$f":"+IF(#REF!=0,0,(#REF!-#REF!)/#REF!)","v":{"$error":"#REF!"}}]
[38,{"$f":"+SettlementBcons!A39","v":0},{"$f":"+SettlementBcons!CC39","v":0},{"$f":"+SettlementBcons!BN39","v":0},{"$f":"+SettlementBcons!BC39","v":0},"",{"$f":"+SettlementBcons!BU39","v":0},{"$f":"+SettlementBcons!BW39/1000","v":0},0,"default",1,0,3,0,0,null,2000,0,0,0,0,0,0,{"$f":"IF(L80=0,\"\",VLOOKUP($R80/1000,Networkdesign!$R$4:$T$17,3))","v":""},{"$f":"IF(L80=0,0,VLOOKUP($S80/L80/1000,Networkdesign!$R$4:$U$17,4))","v":0},0,0,0,0,0,0,0,{"$f":"+(Z80*Networkdesign!O$6+AA80*Networkdesign!O$8+AB80*Networkdesign!O$9+AC80*Networkdesign!O$10+AD80*Networkdesign!O$11+AE80*Networkdesign!O$12)/1000","v":0},{"$f":"+(Z80*Network!G$76+AA80*Network!I$76+AB80*Network!J$76+AC80*Network!K$76+AD80*Network!L$76+AE80*Network!M$76)","v":0},0,0,0,0,0,0,0,0,0,0,0,0,0,0,0,0,0,0,{"$f":"IF(M80>1,0,BA$8*$W80+S80*Summary!J$391)","v":0},0,0,0,0,0,0,0,0,0,0,0,0,0,0,0,0,{"$f":"Summary!J$83*(+BA80)","v":0},0,0,{"$f":"+IF($M80=2,IF($O80<Summary!$F$383,Summary!$J$398*$L80,$BU$8*$W80),0)","v":0},0,0,0,0,0,0,0,0,{"$f":"+IF(M80=3,IF(O80<Summary!F$383,Summary!J$406*L80,CD$8*W80),0)","v":0},0,0,0,0,0,0,0,0,0,0,0,0,0,0,0,0,0,0,0,0,{"$f":"+IF(#REF!=0,0,(#REF!-#REF!)/#REF!)","v":{"$error":"#REF!"}}]
[39,{"$f":"+SettlementBcons!A40","v":0},{"$f":"+SettlementBcons!CC40","v":0},{"$f":"+SettlementBcons!BN40","v":0},{"$f":"+SettlementBcons!BC40","v":0},"",{"$f":"+SettlementBcons!BU40","v":0},{"$f":"+SettlementBcons!BW40/1000","v":0},0,"default",1,0,3,0,0,null,2000,0,0,0,0,0,0,{"$f":"IF(L81=0,\"\",VLOOKUP($R81/1000,Networkdesign!$R$4:$T$17,3))","v":""},{"$f":"IF(L81=0,0,VLOOKUP($S81/L81/1000,Networkdesign!$R$4:$U$17,4))","v":0},0,0,0,0,0,0,0,{"$f":"+(Z81*Networkdesign!O$6+AA81*Networkdesign!O$8+AB81*Networkdesign!O$9+AC81*Networkdesign!O$10+AD81*Networkdesign!O$11+AE81*Networkdesign!O$12)/1000","v":0},{"$f":"+(Z81*Network!G$76+AA81*Network!I$76+AB81*Network!J$76+AC81*Network!K$76+AD81*Network!L$76+AE81*Network!M$76)","v":0},0,0,0,0,0,0,0,0,0,0,0,0,0,0,0,0,0,0,{"$f":"IF(M81>1,0,BA$8*$W81+S81*Summary!J$391)","v":0},0,0,0,0,0,0,0,0,0,0,0,0,0,0,0,0,{"$f":"Summary!J$83*(+BA81)","v":0},0,0,{"$f":"+IF($M81=2,IF($O81<Summary!$F$383,Summary!$J$398*$L81,$BU$8*$W81),0)","v":0},0,0,0,0,0,0,0,0,{"$f":"+IF(M81=3,IF(O81<Summary!F$383,Summary!J$406*L81,CD$8*W81),0)","v":0},0,0,0,0,0,0,0,0,0,0,0,0,0,0,0,0,0,0,0,0,{"$f":"+IF(#REF!=0,0,(#REF!-#REF!)/#REF!)","v":{"$error":"#REF!"}}]
[40,{"$f":"+SettlementBcons!A41","v":0},{"$f":"+SettlementBcons!CC41","v":0},{"$f":"+SettlementBcons!BN41","v":0},{"$f":"+SettlementBcons!BC41","v":0},"",{"$f":"+SettlementBcons!BU41","v":0},{"$f":"+SettlementBcons!BW41/1000","v":0},0,"default",1,0,3,0,0,null,2000,0,0,0,0,0,0,{"$f":"IF(L82=0,\"\",VLOOKUP($R82/1000,Networkdesign!$R$4:$T$17,3))","v":""},{"$f":"IF(L82=0,0,VLOOKUP($S82/L82/1000,Networkdesign!$R$4:$U$17,4))","v":0},0,0,0,0,0,0,0,{"$f":"+(Z82*Networkdesign!O$6+AA82*Networkdesign!O$8+AB82*Networkdesign!O$9+AC82*Networkdesign!O$10+AD82*Networkdesign!O$11+AE82*Networkdesign!O$12)/1000","v":0},{"$f":"+(Z82*Network!G$76+AA82*Network!I$76+AB82*Network!J$76+AC82*Network!K$76+AD82*Network!L$76+AE82*Network!M$76)","v":0},0,0,0,0,0,0,0,0,0,0,0,0,0,0,0,0,0,0,{"$f":"IF(M82>1,0,BA$8*$W82+S82*Summary!J$391)","v":0},0,0,0,0,0,0,0,0,0,0,0,0,0,0,0,0,{"$f":"Summary!J$83*(+BA82)","v":0},0,0,{"$f":"+IF($M82=2,IF($O82<Summary!$F$383,Summary!$J$398*$L82,$BU$8*$W82),0)","v":0},0,0,0,0,0,0,0,0,{"$f":"+IF(M82=3,IF(O82<Summary!F$383,Summary!J$406*L82,CD$8*W82),0)","v":0},0,0,0,0,0,0,0,0,0,0,0,0,0,0,0,0,0,0,0,0,{"$f":"+IF(#REF!=0,0,(#REF!-#REF!)/#REF!)","v":{"$error":"#REF!"}}]
[41,{"$f":"+SettlementBcons!A42","v":0},{"$f":"+SettlementBcons!CC42","v":0},{"$f":"+SettlementBcons!BN42","v":0},{"$f":"+SettlementBcons!BC42","v":0},"",{"$f":"+SettlementBcons!BU42","v":0},{"$f":"+SettlementBcons!BW42/1000","v":0},0,"default",1,0,3,0,0,null,2000,0,0,0,0,0,0,{"$f":"IF(L83=0,\"\",VLOOKUP($R83/1000,Networkdesign!$R$4:$T$17,3))","v":""},{"$f":"IF(L83=0,0,VLOOKUP($S83/L83/1000,Networkdesign!$R$4:$U$17,4))","v":0},{"$f":"($Y83=Z$7)*Z$8*$L83","v":0},0,0,0,0,0,0,{"$f":"+(Z83*Networkdesign!O$6+AA83*Networkdesign!O$8+AB83*Networkdesign!O$9+AC83*Networkdesign!O$10+AD83*Networkdesign!O$11+AE83*Networkdesign!O$12)/1000","v":0},{"$f":"+(Z83*Network!G$76+AA83*Network!I$76+AB83*Network!J$76+AC83*Network!K$76+AD83*Network!L$76+AE83*Network!M$76)","v":0},0,0,0,0,0,0,0,0,0,0,0,0,0,0,0,0,0,0,{"$f":"IF(M83>1,0,BA$8*$W83+S83*Summary!J$391)","v":0},0,0,0,0,0,0,0,0,0,0,0,0,0,0,0,0,{"$f":"Summary!J$83*(+BA83)","v":0},0,0,{"$f":"+IF($M83=2,IF($O83<Summary!$F$383,Summary!$J$398*$L83,$BU$8*$W83),0)","v":0},0,0,0,0,0,0,0,0,{"$f":"+IF(M83=3,IF(O83<Summary!F$383,Summary!J$406*L83,CD$8*W83),0)","v":0},0,0,0,0,0,0,0,0,0,0,0,0,0,0,0,0,0,0,0,0,{"$f":"+IF(#REF!=0,0,(#REF!-#REF!)/#REF!)","v":{"$error":"#REF!"}}]
[42,{"$f":"+SettlementBcons!A43","v":0},{"$f":"+SettlementBcons!CC43","v":0},{"$f":"+SettlementBcons!BN43","v":0},{"$f":"+SettlementBcons!BC43","v":0},"",{"$f":"+SettlementBcons!BU43","v":0},{"$f":"+SettlementBcons!BW43/1000","v":0},0,"default",1,0,3,0,0,null,2000,0,0,0,0,0,0,{"$f":"IF(L84=0,\"\",VLOOKUP($R84/1000,Networkdesign!$R$4:$T$17,3))","v":""},{"$f":"IF(L84=0,0,VLOOKUP($S84/L84/1000,Networkdesign!$R$4:$U$17,4))","v":0},0,0,0,0,0,0,0,{"$f":"+(Z84*Networkdesign!O$6+AA84*Networkdesign!O$8+AB84*Networkdesign!O$9+AC84*Networkdesign!O$10+AD84*Networkdesign!O$11+AE84*Networkdesign!O$12)/1000","v":0},{"$f":"+(Z84*Network!G$76+AA84*Network!I$76+AB84*Network!J$76+AC84*Network!K$76+AD84*Network!L$76+AE84*Network!M$76)","v":0},0,0,0,0,0,0,0,0,0,0,0,0,0,0,0,0,0,0,{"$f":"IF(M84>1,0,BA$8*$W84+S84*Summary!J$391)","v":0},0,0,0,0,0,0,0,0,0,0,0,0,0,0,0,0,{"$f":"Summary!J$83*(+BA84)","v":0},0,0,{"$f":"+IF($M84=2,IF($O84<Summary!$F$383,Summary!$J$398*$L84,$BU$8*$W84),0)","v":0},0,0,0,0,0,0,0,0,{"$f":"+IF(M84=3,IF(O84<Summary!F$383,Summary!J$406*L84,CD$8*W84),0)","v":0},0,0,0,0,0,0,0,0,0,0,0,0,0,0,0,0,0,0,0,0,{"$f":"+IF(#REF!=0,0,(#REF!-#REF!)/#REF!)","v":{"$error":"#REF!"}}]
[43,{"$f":"+SettlementBcons!A44","v":0},{"$f":"+SettlementBcons!CC44","v":0},{"$f":"+SettlementBcons!BN44","v":0},{"$f":"+SettlementBcons!BC44","v":0},"",{"$f":"+SettlementBcons!BU44","v":0},{"$f":"+SettlementBcons!BW44/1000","v":0},0,"default",1,0,3,0,0,null,2000,0,0,0,0,0,0,{"$f":"IF(L85=0,\"\",VLOOKUP($R85/1000,Networkdesign!$R$4:$T$17,3))","v":""},{"$f":"IF(L85=0,0,VLOOKUP($S85/L85/1000,Networkdesign!$R$4:$U$17,4))","v":0},0,0,0,0,0,0,0,{"$f":"+(Z85*Networkdesign!O$6+AA85*Networkdesign!O$8+AB85*Networkdesign!O$9+AC85*Networkdesign!O$10+AD85*Networkdesign!O$11+AE85*Networkdesign!O$12)/1000","v":0},{"$f":"+(Z85*Network!G$76+AA85*Network!I$76+AB85*Network!J$76+AC85*Network!K$76+AD85*Network!L$76+AE85*Network!M$76)","v":0},0,0,0,0,0,0,0,0,0,0,0,0,0,0,0,0,0,0,{"$f":"IF(M85>1,0,BA$8*$W85+S85*Summary!J$391)","v":0},0,0,0,0,0,0,0,0,0,0,0,0,0,0,0,0,{"$f":"Summary!J$83*(+BA85)","v":0},0,0,{"$f":"+IF($M85=2,IF($O85<Summary!$F$383,Summary!$J$398*$L85,$BU$8*$W85),0)","v":0},0,0,0,0,0,0,0,0,{"$f":"+IF(M85=3,IF(O85<Summary!F$383,Summary!J$406*L85,CD$8*W85),0)","v":0},0,0,0,0,0,0,0,0,0,0,0,0,0,0,0,0,0,0,0,0,{"$f":"+IF(#REF!=0,0,(#REF!-#REF!)/#REF!)","v":{"$error":"#REF!"}}]
[44,{"$f":"+SettlementBcons!A45","v":0},{"$f":"+SettlementBcons!CC45","v":0},{"$f":"+SettlementBcons!BN45","v":0},{"$f":"+SettlementBcons!BC45","v":0},"",{"$f":"+SettlementBcons!BU45","v":0},{"$f":"+SettlementBcons!BW45/1000","v":0},0,"default",1,0,3,0,0,null,2000,0,0,0,0,0,0,{"$f":"IF(L86=0,\"\",VLOOKUP($R86/1000,Networkdesign!$R$4:$T$17,3))","v":""},{"$f":"IF(L86=0,0,VLOOKUP($S86/L86/1000,Networkdesign!$R$4:$U$17,4))","v":0},0,0,0,0,0,0,0,{"$f":"+(Z86*Networkdesign!O$6+AA86*Networkdesign!O$8+AB86*Networkdesign!O$9+AC86*Networkdesign!O$10+AD86*Networkdesign!O$11+AE86*Networkdesign!O$12)/1000","v":0},{"$f":"+(Z86*Network!G$76+AA86*Network!I$76+AB86*Network!J$76+AC86*Network!K$76+AD86*Network!L$76+AE86*Network!M$76)","v":0},0,0,0,0,0,0,0,0,0,0,0,0,0,0,0,0,0,0,{"$f":"IF(M86>1,0,BA$8*$W86+S86*Summary!J$391)","v":0},0,0,0,0,0,0,0,0,0,0,0,0,0,0,0,0,{"$f":"Summary!J$83*(+BA86)","v":0},0,0,{"$f":"+IF($M86=2,IF($O86<Summary!$F$383,Summary!$J$398*$L86,$BU$8*$W86),0)","v":0},0,0,0,0,0,0,0,0,{"$f":"+IF(M86=3,IF(O86<Summary!F$383,Summary!J$406*L86,CD$8*W86),0)","v":0},0,0,0,0,0,0,0,0,0,0,0,0,0,0,0,0,0,0,0,0,{"$f":"+IF(#REF!=0,0,(#REF!-#REF!)/#REF!)","v":{"$error":"#REF!"}}]
[45,{"$f":"+SettlementBcons!A46","v":0},{"$f":"+SettlementBcons!CC46","v":0},{"$f":"+SettlementBcons!BN46","v":0},{"$f":"+SettlementBcons!BC46","v":0},"",{"$f":"+SettlementBcons!BU46","v":0},{"$f":"+SettlementBcons!BW46/1000","v":0},0,"default",1,0,3,0,0,null,2000,0,0,0,0,0,0,{"$f":"IF(L87=0,\"\",VLOOKUP($R87/1000,Networkdesign!$R$4:$T$17,3))","v":""},{"$f":"IF(L87=0,0,VLOOKUP($S87/L87/1000,Networkdesign!$R$4:$U$17,4))","v":0},0,0,0,0,0,0,0,{"$f":"+(Z87*Networkdesign!O$6+AA87*Networkdesign!O$8+AB87*Networkdesign!O$9+AC87*Networkdesign!O$10+AD87*Networkdesign!O$11+AE87*Networkdesign!O$12)/1000","v":0},{"$f":"+(Z87*Network!G$76+AA87*Network!I$76+AB87*Network!J$76+AC87*Network!K$76+AD87*Network!L$76+AE87*Network!M$76)","v":0},0,0,0,0,0,0,0,0,0,0,0,0,0,0,0,0,0,0,{"$f":"IF(M87>1,0,BA$8*$W87+S87*Summary!J$391)","v":0},0,0,0,0,0,0,0,0,0,0,0,0,0,0,0,0,{"$f":"Summary!J$83*(+BA87)","v":0},0,0,{"$f":"+IF($M87=2,IF($O87<Summary!$F$383,Summary!$J$398*$L87,$BU$8*$W87),0)","v":0},0,0,0,0,0,0,0,0,{"$f":"+IF(M87=3,IF(O87<Summary!F$383,Summary!J$406*L87,CD$8*W87),0)","v":0},0,0,0,0,0,0,0,0,0,0,0,0,0,0,0,0,0,0,0,0,{"$f":"+IF(#REF!=0,0,(#REF!-#REF!)/#REF!)","v":{"$error":"#REF!"}}]
[46,{"$f":"+SettlementBcons!A47","v":0},{"$f":"+SettlementBcons!CC47","v":0},{"$f":"+SettlementBcons!BN47","v":0},{"$f":"+SettlementBcons!BC47","v":0},"",{"$f":"+SettlementBcons!BU47","v":0},{"$f":"+SettlementBcons!BW47/1000","v":0},0,"default",1,0,3,0,0,null,2000,0,0,0,0,0,0,{"$f":"IF(L88=0,\"\",VLOOKUP($R88/1000,Networkdesign!$R$4:$T$17,3))","v":""},{"$f":"IF(L88=0,0,VLOOKUP($S88/L88/1000,Networkdesign!$R$4:$U$17,4))","v":0},0,0,0,0,0,0,0,{"$f":"+(Z88*Networkdesign!O$6+AA88*Networkdesign!O$8+AB88*Networkdesign!O$9+AC88*Networkdesign!O$10+AD88*Networkdesign!O$11+AE88*Networkdesign!O$12)/1000","v":0},{"$f":"+(Z88*Network!G$76+AA88*Network!I$76+AB88*Network!J$76+AC88*Network!K$76+AD88*Network!L$76+AE88*Network!M$76)","v":0},0,0,0,0,0,0,0,0,0,0,0,0,0,0,0,0,0,0,{"$f":"IF(M88>1,0,BA$8*$W88+S88*Summary!J$391)","v":0},0,0,0,0,0,0,0,0,0,0,0,0,0,0,0,0,{"$f":"Summary!J$83*(+BA88)","v":0},0,0,{"$f":"+IF($M88=2,IF($O88<Summary!$F$383,Summary!$J$398*$L88,$BU$8*$W88),0)","v":0},0,0,0,0,0,0,0,0,{"$f":"+IF(M88=3,IF(O88<Summary!F$383,Summary!J$406*L88,CD$8*W88),0)","v":0},0,0,0,0,0,0,0,0,0,0,0,0,0,0,0,0,0,0,0,0,{"$f":"+IF(#REF!=0,0,(#REF!-#REF!)/#REF!)","v":{"$error":"#REF!"}}]
[47,{"$f":"+SettlementBcons!A48","v":0},{"$f":"+SettlementBcons!CC48","v":0},{"$f":"+SettlementBcons!BN48","v":0},{"$f":"+SettlementBcons!BC48","v":0},"",{"$f":"+SettlementBcons!BU48","v":0},{"$f":"+SettlementBcons!BW48/1000","v":0},0,"default",1,0,3,0,0,null,2000,0,0,0,0,0,0,{"$f":"IF(L89=0,\"\",VLOOKUP($R89/1000,Networkdesign!$R$4:$T$17,3))","v":""},{"$f":"IF(L89=0,0,VLOOKUP($S89/L89/1000,Networkdesign!$R$4:$U$17,4))","v":0},0,0,0,0,0,0,0,{"$f":"+(Z89*Networkdesign!O$6+AA89*Networkdesign!O$8+AB89*Networkdesign!O$9+AC89*Networkdesign!O$10+AD89*Networkdesign!O$11+AE89*Networkdesign!O$12)/1000","v":0},{"$f":"+(Z89*Network!G$76+AA89*Network!I$76+AB89*Network!J$76+AC89*Network!K$76+AD89*Network!L$76+AE89*Network!M$76)","v":0},0,0,0,0,0,0,0,0,0,0,0,0,0,0,0,0,0,0,{"$f":"IF(M89>1,0,BA$8*$W89+S89*Summary!J$391)","v":0},0,0,0,0,0,0,0,0,0,0,0,0,0,0,0,0,{"$f":"Summary!J$83*(+BA89)","v":0},0,0,{"$f":"+IF($M89=2,IF($O89<Summary!$F$383,Summary!$J$398*$L89,$BU$8*$W89),0)","v":0},0,0,0,0,0,0,0,0,{"$f":"+IF(M89=3,IF(O89<Summary!F$383,Summary!J$406*L89,CD$8*W89),0)","v":0},0,0,0,0,0,0,0,0,0,0,0,0,0,0,0,0,0,0,0,0,{"$f":"+IF(#REF!=0,0,(#REF!-#REF!)/#REF!)","v":{"$error":"#REF!"}}]
[48,{"$f":"+SettlementBcons!A49","v":0},{"$f":"+SettlementBcons!CC49","v":0},{"$f":"+SettlementBcons!BN49","v":0},{"$f":"+SettlementBcons!BC49","v":0},"",{"$f":"+SettlementBcons!BU49","v":0},{"$f":"+SettlementBcons!BW49/1000","v":0},0,"default",1,0,3,0,0,null,2000,0,0,0,0,0,0,{"$f":"IF(L90=0,\"\",VLOOKUP($R90/1000,Networkdesign!$R$4:$T$17,3))","v":""},{"$f":"IF(L90=0,0,VLOOKUP($S90/L90/1000,Networkdesign!$R$4:$U$17,4))","v":0},0,0,0,0,0,0,0,{"$f":"+(Z90*Networkdesign!O$6+AA90*Networkdesign!O$8+AB90*Networkdesign!O$9+AC90*Networkdesign!O$10+AD90*Networkdesign!O$11+AE90*Networkdesign!O$12)/1000","v":0},{"$f":"+(Z90*Network!G$76+AA90*Network!I$76+AB90*Network!J$76+AC90*Network!K$76+AD90*Network!L$76+AE90*Network!M$76)","v":0},0,0,0,0,0,0,0,0,0,0,0,0,0,0,0,0,0,0,{"$f":"IF(M90>1,0,BA$8*$W90+S90*Summary!J$391)","v":0},0,0,0,0,0,0,0,0,0,0,0,0,0,0,0,0,{"$f":"Summary!J$83*(+BA90)","v":0},0,0,{"$f":"+IF($M90=2,IF($O90<Summary!$F$383,Summary!$J$398*$L90,$BU$8*$W90),0)","v":0},0,0,0,0,0,0,0,0,{"$f":"+IF(M90=3,IF(O90<Summary!F$383,Summary!J$406*L90,CD$8*W90),0)","v":0},0,0,0,0,0,0,0,0,0,0,0,0,0,0,0,0,0,0,0,0,{"$f":"+IF(#REF!=0,0,(#REF!-#REF!)/#REF!)","v":{"$error":"#REF!"}}]
[49,{"$f":"+SettlementBcons!A50","v":0},{"$f":"+SettlementBcons!CC50","v":0},{"$f":"+SettlementBcons!BN50","v":0},{"$f":"+SettlementBcons!BC50","v":0},"",{"$f":"+SettlementBcons!BU50","v":0},{"$f":"+SettlementBcons!BW50/1000","v":0},0,"default",1,0,3,0,0,null,2000,0,0,0,0,0,0,{"$f":"IF(L91=0,\"\",VLOOKUP($R91/1000,Networkdesign!$R$4:$T$17,3))","v":""},{"$f":"IF(L91=0,0,VLOOKUP($S91/L91/1000,Networkdesign!$R$4:$U$17,4))","v":0},0,0,0,0,0,0,0,{"$f":"+(Z91*Networkdesign!O$6+AA91*Networkdesign!O$8+AB91*Networkdesign!O$9+AC91*Networkdesign!O$10+AD91*Networkdesign!O$11+AE91*Networkdesign!O$12)/1000","v":0},{"$f":"+(Z91*Network!G$76+AA91*Network!I$76+AB91*Network!J$76+AC91*Network!K$76+AD91*Network!L$76+AE91*Network!M$76)","v":0},0,0,0,0,0,0,0,0,0,0,0,0,0,0,0,0,0,0,{"$f":"IF(M91>1,0,BA$8*$W91+S91*Summary!J$391)","v":0},0,0,0,0,0,0,0,0,0,0,0,0,0,0,0,0,{"$f":"Summary!J$83*(+BA91)","v":0},0,0,{"$f":"+IF($M91=2,IF($O91<Summary!$F$383,Summary!$J$398*$L91,$BU$8*$W91),0)","v":0},0,0,0,0,0,0,0,0,{"$f":"+IF(M91=3,IF(O91<Summary!F$383,Summary!J$406*L91,CD$8*W91),0)","v":0},0,0,0,0,0,0,0,0,0,0,0,0,0,0,0,0,0,0,0,0,{"$f":"+IF(#REF!=0,0,(#REF!-#REF!)/#REF!)","v":{"$error":"#REF!"}}]
[50,{"$f":"+SettlementBcons!A51","v":0},{"$f":"+SettlementBcons!CC51","v":0},{"$f":"+SettlementBcons!BN51","v":0},{"$f":"+SettlementBcons!BC51","v":0},"",{"$f":"+SettlementBcons!BU51","v":0},{"$f":"+SettlementBcons!BW51/1000","v":0},{"$f":"+IF(G92=\"<Null>\",0,IF(G92=0,0,H92*1000/G92))","v":0},"default",1,{"$f":"+K92*L$42","v":0},3,{"$f":"+L92*G92","v":0},{"$f":"+N92*I92/1000","v":0},null,{"$f":"+IF(P92>0,P92,Q$7)","v":2000},{"$f":"+G92*I92/Q92","v":0},{"$f":"+O92/Q92*1000","v":0},{"$f":"+AH92*T$28","v":0},{"$f":"+W92*U$28","v":0},{"$f":"SUM(T92:U92)","v":0},{"$f":"+W$7*R92^W$8*L92","v":0},{"$f":"IF(L92=0,\"\",VLOOKUP($R92/1000,Networkdesign!$R$4:$T$17,3))","v":""},{"$f":"IF(L92=0,0,VLOOKUP($S92/L92/1000,Networkdesign!$R$4:$U$17,4))","v":0},0,0,0,0,0,0,{"$f":"+SUM(Z92:AE92)","v":0},{"$f":"+(Z92*Networkdesign!O$6+AA92*Networkdesign!O$8+AB92*Networkdesign!O$9+AC92*Networkdesign!O$10+AD92*Networkdesign!O$11+AE92*Networkdesign!O$12)/1000","v":0},{"$f":"+(Z92*Network!G$76+AA92*Network!I$76+AB92*Network!J$76+AC92*Network!K$76+AD92*Network!L$76+AE92*Network!M$76)","v":0},0,0,0,0,{"$f":"+SUM(AI92:AL92)-O92","v":0},{"$f":"+AI92*AN$4","v":0},{"$f":"+AJ92*AO$4","v":0},{"$f":"+AK92*AP$4","v":0},{"$f":"+AL92*AQ$4","v":0},{"$f":"+AR$4*L92","v":0},{"$f":"+O92*AS$4","v":0},{"$f":"+SUM(AN92:AS92)","v":0},{"$f":"+IF(O92=0,0,AT92/O92)","v":0},{"$f":"+AV$4*L92","v":0},{"$f":"+O92*AW$4","v":0},{"$f":"+(V92+W92)*AX$4*L92","v":0},{"$f":"+AT92+SUM(AV92:AX92)","v":0},{"$f":"+IF(O92=0,0,AY92/O92)","v":0},{"$f":"IF(M92>1,0,BA$8*$W92+S92*Summary!J$391)","v":0},{"$f":"IF(M92>1,0,O92)","v":0},{"$f":"+BB92/BC$8","v":0},{"$f":"IF($L92=0,0,IF(BC92/$L92<BD$4,BC92,BD$4*$L92))","v":0},{"$f":"IF($L92=0,0,IF(BC92/$L92<BE$4,IF(BC92/$L92<BD$4,0,BC92-BD$4*$L92),$L92*(BE$4-BD$4)))","v":0},{"$f":"IF($L92=0,0,IF(BC92/$L92<BF$4,IF(BC92/$L92<BE$4,0,BC92-$L92*BE$4),$L92*(BF$4-BE$4)))","v":0},{"$f":"+IF($L92=0,0,IF(BC92/$L92<BF$4,0,BC92-$L92*BF$4))","v":0},0,{"$f":"+BI$4*BD92","v":0},{"$f":"+BJ$4*BE92","v":0},{"$f":"+BK$4*BF92","v":0},{"$f":"+BL$4*BG92","v":0},{"$f":"+SUM(BH92:BL92)","v":0},{"$f":"+IF(BB92=0,0,BM92/BB92)","v":0},0,0,0,{"$f":"Summary!J$83*(+BA92)","v":0},0,{"$f":"IF(+BB92=0,0,BS92/(+BB92))","v":0},{"$f":"+IF($M92=2,IF($O92<Summary!$F$383,Summary!$J$398*$L92,$BU$8*$W92),0)","v":0},0,{"$f":"(BV92)/BW$8","v":0},{"$f":"+BW92*BX$4","v":0},0,{"$f":"+BV92*BZ$4","v":0},{"$f":"+BU92*CA$4*L92","v":0},{"$f":"+SUM(BX92:CA92)","v":0},{"$f":"IF(BW92=0,0,(CB92)/(BV92))","v":0},{"$f":"+IF(M92=3,IF(O92<Summary!F$383,Summary!J$406*L92,CD$8*W92),0)","v":0},{"$f":"IF(M92=3,$O92,0)","v":0},{"$f":"(CE92)*3.6*1000/CF$7/CF$8","v":0},{"$f":"IF(L92=0,0,IF(CF92/L92<CG$4,CF92,CG$4*L92))","v":0},{"$f":"IF(L92=0,0,IF(CF92/L92<CH$4,IF(CF92/L92<CG$4,0,CF92-CG$4*L92),L92*(CH$4-CG$4)))","v":0},{"$f":"IF(L92=0,0,IF(CF92/L92<CI$4,IF(CF92/L92<CH$4,0,CF92-L92*CH$4),L92*(CI$4-CH$4)))","v":0},{"$f":"+IF(L92=0,0,IF(CF92/L92<CI$4,0,CF92-L92*CI$4))","v":0},{"$f":"CF92-SUM(CG92:CJ92)","v":0},{"$f":"+IF(M92=3,CL$4*L92,0)","v":0},{"$f":"CM$4*CG92","v":0},{"$f":"CN$4*CH92","v":0},{"$f":"CO$4*CI92","v":0},{"$f":"CP$4*CJ92","v":0},{"$f":"SUM(CL92:CP92)","v":0},{"$f":"IF((CE92)=0,0,CQ92/(CE92))","v":0},{"$f":"+IF(M92=3,CS$4*L92,0)","v":0},{"$f":"+CE92*CT$4","v":0},{"$f":"+L92*CU$4*CD92","v":0},0,{"$f":"IF(CE92=0,0,(CV92)/(CE92))","v":0},{"$f":"+IF((CV92+CB92+BS92)=0,0,(CV92+CB92+BS92-AY92)/(CV92+CB92+BS92))","v":0},{"$f":"+IF(#REF!=0,0,(#REF!-#REF!)/#REF!)","v":{"$error":"#REF!"}}]
[51,{"$f":"+SettlementBcons!A52","v":0},{"$f":"+SettlementBcons!CC52","v":0},{"$f":"+SettlementBcons!BN52","v":0},{"$f":"+SettlementBcons!BC52","v":0},"",{"$f":"+SettlementBcons!BU52","v":0},{"$f":"+SettlementBcons!BW52/1000","v":0},0,"default",1,0,3,0,0,null,2000,0,0,0,0,0,0,{"$f":"IF(L93=0,\"\",VLOOKUP($R93/1000,Networkdesign!$R$4:$T$17,3))","v":""},{"$f":"IF(L93=0,0,VLOOKUP($S93/L93/1000,Networkdesign!$R$4:$U$17,4))","v":0},0,0,0,0,0,0,0,{"$f":"+(Z93*Networkdesign!O$6+AA93*Networkdesign!O$8+AB93*Networkdesign!O$9+AC93*Networkdesign!O$10+AD93*Networkdesign!O$11+AE93*Networkdesign!O$12)/1000","v":0},{"$f":"+(Z93*Network!G$76+AA93*Network!I$76+AB93*Network!J$76+AC93*Network!K$76+AD93*Network!L$76+AE93*Network!M$76)","v":0},0,0,0,0,0,0,0,0,0,0,0,0,0,0,0,0,0,0,{"$f":"IF(M93>1,0,BA$8*$W93+S93*Summary!J$391)","v":0},0,0,0,0,0,0,0,0,0,0,0,0,0,0,0,0,{"$f":"Summary!J$83*(+BA93)","v":0},0,0,{"$f":"+IF($M93=2,IF($O93<Summary!$F$383,Summary!$J$398*$L93,$BU$8*$W93),0)","v":0},0,0,0,0,0,0,0,0,{"$f":"+IF(M93=3,IF(O93<Summary!F$383,Summary!J$406*L93,CD$8*W93),0)","v":0},0,0,0,0,0,0,0,0,0,0,0,0,0,0,0,0,0,0,0,0,{"$f":"+IF(#REF!=0,0,(#REF!-#REF!)/#REF!)","v":{"$error":"#REF!"}}]
[52,{"$f":"+SettlementBcons!A53","v":0},{"$f":"+SettlementBcons!CC53","v":0},{"$f":"+SettlementBcons!BN53","v":0},{"$f":"+SettlementBcons!BC53","v":0},"",{"$f":"+SettlementBcons!BU53","v":0},{"$f":"+SettlementBcons!BW53/1000","v":0},0,"default",1,0,3,0,0,null,2000,0,0,0,0,0,0,{"$f":"IF(L94=0,\"\",VLOOKUP($R94/1000,Networkdesign!$R$4:$T$17,3))","v":""},{"$f":"IF(L94=0,0,VLOOKUP($S94/L94/1000,Networkdesign!$R$4:$U$17,4))","v":0},0,0,0,0,0,0,0,{"$f":"+(Z94*Networkdesign!O$6+AA94*Networkdesign!O$8+AB94*Networkdesign!O$9+AC94*Networkdesign!O$10+AD94*Networkdesign!O$11+AE94*Networkdesign!O$12)/1000","v":0},{"$f":"+(Z94*Network!G$76+AA94*Network!I$76+AB94*Network!J$76+AC94*Network!K$76+AD94*Network!L$76+AE94*Network!M$76)","v":0},0,0,0,0,0,0,0,0,0,0,0,0,0,0,0,0,0,0,{"$f":"IF(M94>1,0,BA$8*$W94+S94*Summary!J$391)","v":0},0,0,0,0,0,0,0,0,0,0,0,0,0,0,0,0,{"$f":"Summary!J$83*(+BA94)","v":0},0,0,{"$f":"+IF($M94=2,IF($O94<Summary!$F$383,Summary!$J$398*$L94,$BU$8*$W94),0)","v":0},0,0,0,0,0,0,0,0,{"$f":"+IF(M94=3,IF(O94<Summary!F$383,Summary!J$406*L94,CD$8*W94),0)","v":0},0,0,0,0,0,0,0,0,0,0,0,0,0,0,0,0,0,0,0,0,{"$f":"+IF(#REF!=0,0,(#REF!-#REF!)/#REF!)","v":{"$error":"#REF!"}}]
[53,{"$f":"+SettlementBcons!A54","v":0},{"$f":"+SettlementBcons!CC54","v":0},{"$f":"+SettlementBcons!BN54","v":0},{"$f":"+SettlementBcons!BC54","v":0},"",{"$f":"+SettlementBcons!BU54","v":0},{"$f":"+SettlementBcons!BW54/1000","v":0},0,"default",1,0,3,0,0,null,2000,0,0,0,0,0,0,{"$f":"IF(L95=0,\"\",VLOOKUP($R95/1000,Networkdesign!$R$4:$T$17,3))","v":""},{"$f":"IF(L95=0,0,VLOOKUP($S95/L95/1000,Networkdesign!$R$4:$U$17,4))","v":0},0,0,0,0,0,0,0,{"$f":"+(Z95*Networkdesign!O$6+AA95*Networkdesign!O$8+AB95*Networkdesign!O$9+AC95*Networkdesign!O$10+AD95*Networkdesign!O$11+AE95*Networkdesign!O$12)/1000","v":0},{"$f":"+(Z95*Network!G$76+AA95*Network!I$76+AB95*Network!J$76+AC95*Network!K$76+AD95*Network!L$76+AE95*Network!M$76)","v":0},0,0,0,0,0,0,0,0,0,0,0,0,0,0,0,0,0,0,{"$f":"IF(M95>1,0,BA$8*$W95+S95*Summary!J$391)","v":0},0,0,0,0,0,0,0,0,0,0,0,0,0,0,0,0,{"$f":"Summary!J$83*(+BA95)","v":0},0,0,{"$f":"+IF($M95=2,IF($O95<Summary!$F$383,Summary!$J$398*$L95,$BU$8*$W95),0)","v":0},0,0,0,0,0,0,0,0,{"$f":"+IF(M95=3,IF(O95<Summary!F$383,Summary!J$406*L95,CD$8*W95),0)","v":0},0,0,0,0,0,0,0,0,0,0,0,0,0,0,0,0,0,0,0,0,{"$f":"+IF(#REF!=0,0,(#REF!-#REF!)/#REF!)","v":{"$error":"#REF!"}}]
[54,{"$f":"+SettlementBcons!A55","v":0},{"$f":"+SettlementBcons!CC55","v":0},{"$f":"+SettlementBcons!BN55","v":0},{"$f":"+SettlementBcons!BC55","v":0},"",{"$f":"+SettlementBcons!BU55","v":0},{"$f":"+SettlementBcons!BW55/1000","v":0},0,"default",1,0,3,0,0,null,2000,0,0,0,0,0,0,{"$f":"IF(L96=0,\"\",VLOOKUP($R96/1000,Networkdesign!$R$4:$T$17,3))","v":""},{"$f":"IF(L96=0,0,VLOOKUP($S96/L96/1000,Networkdesign!$R$4:$U$17,4))","v":0},0,0,0,0,0,0,0,{"$f":"+(Z96*Networkdesign!O$6+AA96*Networkdesign!O$8+AB96*Networkdesign!O$9+AC96*Networkdesign!O$10+AD96*Networkdesign!O$11+AE96*Networkdesign!O$12)/1000","v":0},{"$f":"+(Z96*Network!G$76+AA96*Network!I$76+AB96*Network!J$76+AC96*Network!K$76+AD96*Network!L$76+AE96*Network!M$76)","v":0},0,0,0,0,0,0,0,0,0,0,0,0,0,0,0,0,0,0,{"$f":"IF(M96>1,0,BA$8*$W96+S96*Summary!J$391)","v":0},0,0,0,0,0,0,0,0,0,0,0,0,0,0,0,0,{"$f":"Summary!J$83*(+BA96)","v":0},0,0,{"$f":"+IF($M96=2,IF($O96<Summary!$F$383,Summary!$J$398*$L96,$BU$8*$W96),0)","v":0},0,0,0,0,0,0,0,0,{"$f":"+IF(M96=3,IF(O96<Summary!F$383,Summary!J$406*L96,CD$8*W96),0)","v":0},0,0,0,0,0,0,0,0,0,0,0,0,0,0,0,0,0,0,0,0,{"$f":"+IF(#REF!=0,0,(#REF!-#REF!)/#REF!)","v":{"$error":"#REF!"}}]
[55,{"$f":"+SettlementBcons!A56","v":0},{"$f":"+SettlementBcons!CC56","v":0},{"$f":"+SettlementBcons!BN56","v":0},{"$f":"+SettlementBcons!BC56","v":0},"",{"$f":"+SettlementBcons!BU56","v":0},{"$f":"+SettlementBcons!BW56/1000","v":0},0,"default",1,0,3,0,0,null,2000,0,0,0,0,0,0,{"$f":"IF(L97=0,\"\",VLOOKUP($R97/1000,Networkdesign!$R$4:$T$17,3))","v":""},{"$f":"IF(L97=0,0,VLOOKUP($S97/L97/1000,Networkdesign!$R$4:$U$17,4))","v":0},0,0,0,0,0,0,0,{"$f":"+(Z97*Networkdesign!O$6+AA97*Networkdesign!O$8+AB97*Networkdesign!O$9+AC97*Networkdesign!O$10+AD97*Networkdesign!O$11+AE97*Networkdesign!O$12)/1000","v":0},{"$f":"+(Z97*Network!G$76+AA97*Network!I$76+AB97*Network!J$76+AC97*Network!K$76+AD97*Network!L$76+AE97*Network!M$76)","v":0},0,0,0,0,0,0,0,0,0,0,0,0,0,0,0,0,0,0,{"$f":"IF(M97>1,0,BA$8*$W97+S97*Summary!J$391)","v":0},0,0,0,0,0,0,0,0,0,0,0,0,0,0,0,0,{"$f":"Summary!J$83*(+BA97)","v":0},0,0,{"$f":"+IF($M97=2,IF($O97<Summary!$F$383,Summary!$J$398*$L97,$BU$8*$W97),0)","v":0},0,0,0,0,0,0,0,0,{"$f":"+IF(M97=3,IF(O97<Summary!F$383,Summary!J$406*L97,CD$8*W97),0)","v":0},0,0,0,0,0,0,0,0,0,0,0,0,0,0,0,0,0,0,0,0,{"$f":"+IF(#REF!=0,0,(#REF!-#REF!)/#REF!)","v":{"$error":"#REF!"}}]
[56,{"$f":"+SettlementBcons!A57","v":0},{"$f":"+SettlementBcons!CC57","v":0},{"$f":"+SettlementBcons!BN57","v":0},{"$f":"+SettlementBcons!BC57","v":0},"",{"$f":"+SettlementBcons!BU57","v":0},{"$f":"+SettlementBcons!BW57/1000","v":0},0,"default",1,0,3,0,0,null,2000,0,0,0,0,0,0,{"$f":"IF(L98=0,\"\",VLOOKUP($R98/1000,Networkdesign!$R$4:$T$17,3))","v":""},{"$f":"IF(L98=0,0,VLOOKUP($S98/L98/1000,Networkdesign!$R$4:$U$17,4))","v":0},0,0,0,0,0,0,0,{"$f":"+(Z98*Networkdesign!O$6+AA98*Networkdesign!O$8+AB98*Networkdesign!O$9+AC98*Networkdesign!O$10+AD98*Networkdesign!O$11+AE98*Networkdesign!O$12)/1000","v":0},{"$f":"+(Z98*Network!G$76+AA98*Network!I$76+AB98*Network!J$76+AC98*Network!K$76+AD98*Network!L$76+AE98*Network!M$76)","v":0},0,0,0,0,0,0,0,0,0,0,0,0,0,0,0,0,0,0,{"$f":"IF(M98>1,0,BA$8*$W98+S98*Summary!J$391)","v":0},0,0,0,0,0,0,0,0,0,0,0,0,0,0,0,0,{"$f":"Summary!J$83*(+BA98)","v":0},0,0,{"$f":"+IF($M98=2,IF($O98<Summary!$F$383,Summary!$J$398*$L98,$BU$8*$W98),0)","v":0},0,0,0,0,0,0,0,0,{"$f":"+IF(M98=3,IF(O98<Summary!F$383,Summary!J$406*L98,CD$8*W98),0)","v":0},0,0,0,0,0,0,0,0,0,0,0,0,0,0,0,0,0,0,0,0,{"$f":"+IF(#REF!=0,0,(#REF!-#REF!)/#REF!)","v":{"$error":"#REF!"}}]
[57,{"$f":"+SettlementBcons!A58","v":0},{"$f":"+SettlementBcons!CC58","v":0},{"$f":"+SettlementBcons!BN58","v":0},{"$f":"+SettlementBcons!BC58","v":0},"",{"$f":"+SettlementBcons!BU58","v":0},{"$f":"+SettlementBcons!BW58/1000","v":0},0,"default",1,0,3,0,0,null,2000,0,0,0,0,0,0,{"$f":"IF(L99=0,\"\",VLOOKUP($R99/1000,Networkdesign!$R$4:$T$17,3))","v":""},{"$f":"IF(L99=0,0,VLOOKUP($S99/L99/1000,Networkdesign!$R$4:$U$17,4))","v":0},0,0,0,0,0,0,0,{"$f":"+(Z99*Networkdesign!O$6+AA99*Networkdesign!O$8+AB99*Networkdesign!O$9+AC99*Networkdesign!O$10+AD99*Networkdesign!O$11+AE99*Networkdesign!O$12)/1000","v":0},{"$f":"+(Z99*Network!G$76+AA99*Network!I$76+AB99*Network!J$76+AC99*Network!K$76+AD99*Network!L$76+AE99*Network!M$76)","v":0},0,0,0,0,0,0,0,0,0,0,0,0,0,0,0,0,0,0,{"$f":"IF(M99>1,0,BA$8*$W99+S99*Summary!J$391)","v":0},0,0,0,0,0,0,0,0,0,0,0,0,0,0,0,0,{"$f":"Summary!J$83*(+BA99)","v":0},0,0,{"$f":"+IF($M99=2,IF($O99<Summary!$F$383,Summary!$J$398*$L99,$BU$8*$W99),0)","v":0},0,0,0,0,0,0,0,0,{"$f":"+IF(M99=3,IF(O99<Summary!F$383,Summary!J$406*L99,CD$8*W99),0)","v":0},0,0,0,0,0,0,0,0,0,0,0,0,0,0,0,0,0,0,0,0,{"$f":"+IF(#REF!=0,0,(#REF!-#REF!)/#REF!)","v":{"$error":"#REF!"}}]
[58,{"$f":"+SettlementBcons!A59","v":0},{"$f":"+SettlementBcons!CC59","v":0},{"$f":"+SettlementBcons!BN59","v":0},{"$f":"+SettlementBcons!BC59","v":0},"",{"$f":"+SettlementBcons!BU59","v":0},{"$f":"+SettlementBcons!BW59/1000","v":0},0,"default",1,0,3,0,0,null,2000,0,0,0,0,0,0,{"$f":"IF(L100=0,\"\",VLOOKUP($R100/1000,Networkdesign!$R$4:$T$17,3))","v":""},{"$f":"IF(L100=0,0,VLOOKUP($S100/L100/1000,Networkdesign!$R$4:$U$17,4))","v":0},0,0,0,0,0,0,0,{"$f":"+(Z100*Networkdesign!O$6+AA100*Networkdesign!O$8+AB100*Networkdesign!O$9+AC100*Networkdesign!O$10+AD100*Networkdesign!O$11+AE100*Networkdesign!O$12)/1000","v":0},{"$f":"+(Z100*Network!G$76+AA100*Network!I$76+AB100*Network!J$76+AC100*Network!K$76+AD100*Network!L$76+AE100*Network!M$76)","v":0},0,0,0,0,0,0,0,0,0,0,0,0,0,0,0,0,0,0,{"$f":"IF(M100>1,0,BA$8*$W100+S100*Summary!J$391)","v":0},0,0,0,0,0,0,0,0,0,0,0,0,0,0,0,0,{"$f":"Summary!J$83*(+BA100)","v":0},0,0,{"$f":"+IF($M100=2,IF($O100<Summary!$F$383,Summary!$J$398*$L100,$BU$8*$W100),0)","v":0},0,0,0,0,0,0,0,0,{"$f":"+IF(M100=3,IF(O100<Summary!F$383,Summary!J$406*L100,CD$8*W100),0)","v":0},0,0,0,0,0,0,0,0,0,0,0,0,0,0,0,0,0,0,0,0,{"$f":"+IF(#REF!=0,0,(#REF!-#REF!)/#REF!)","v":{"$error":"#REF!"}}]
[59,{"$f":"+SettlementBcons!A60","v":0},{"$f":"+SettlementBcons!CC60","v":0},{"$f":"+SettlementBcons!BN60","v":0},{"$f":"+SettlementBcons!BC60","v":0},"",{"$f":"+SettlementBcons!BU60","v":0},{"$f":"+SettlementBcons!BW60/1000","v":0},0,"default",1,0,3,0,0,null,2000,0,0,0,0,0,0,{"$f":"IF(L101=0,\"\",VLOOKUP($R101/1000,Networkdesign!$R$4:$T$17,3))","v":""},{"$f":"IF(L101=0,0,VLOOKUP($S101/L101/1000,Networkdesign!$R$4:$U$17,4))","v":0},0,0,0,0,0,0,0,{"$f":"+(Z101*Networkdesign!O$6+AA101*Networkdesign!O$8+AB101*Networkdesign!O$9+AC101*Networkdesign!O$10+AD101*Networkdesign!O$11+AE101*Networkdesign!O$12)/1000","v":0},{"$f":"+(Z101*Network!G$76+AA101*Network!I$76+AB101*Network!J$76+AC101*Network!K$76+AD101*Network!L$76+AE101*Network!M$76)","v":0},0,0,0,0,0,0,0,0,0,0,0,0,0,0,0,0,0,0,{"$f":"IF(M101>1,0,BA$8*$W101+S101*Summary!J$391)","v":0},0,0,0,0,0,0,0,0,0,0,0,0,0,0,0,0,{"$f":"Summary!J$83*(+BA101)","v":0},0,0,{"$f":"+IF($M101=2,IF($O101<Summary!$F$383,Summary!$J$398*$L101,$BU$8*$W101),0)","v":0},0,0,0,0,0,0,0,0,{"$f":"+IF(M101=3,IF(O101<Summary!F$383,Summary!J$406*L101,CD$8*W101),0)","v":0},0,0,0,0,0,0,0,0,0,0,0,0,0,0,0,0,0,0,0,0,{"$f":"+IF(#REF!=0,0,(#REF!-#REF!)/#REF!)","v":{"$error":"#REF!"}}]
[60,{"$f":"+SettlementBcons!A61","v":0},{"$f":"+SettlementBcons!CC61","v":0},{"$f":"+SettlementBcons!BN61","v":0},{"$f":"+SettlementBcons!BC61","v":0},"",{"$f":"+SettlementBcons!BU61","v":0},{"$f":"+SettlementBcons!BW61/1000","v":0},0,"default",1,0,3,0,0,null,2000,0,0,0,0,0,0,{"$f":"IF(L102=0,\"\",VLOOKUP($R102/1000,Networkdesign!$R$4:$T$17,3))","v":""},{"$f":"IF(L102=0,0,VLOOKUP($S102/L102/1000,Networkdesign!$R$4:$U$17,4))","v":0},0,0,0,0,0,0,0,{"$f":"+(Z102*Networkdesign!O$6+AA102*Networkdesign!O$8+AB102*Networkdesign!O$9+AC102*Networkdesign!O$10+AD102*Networkdesign!O$11+AE102*Networkdesign!O$12)/1000","v":0},{"$f":"+(Z102*Network!G$76+AA102*Network!I$76+AB102*Network!J$76+AC102*Network!K$76+AD102*Network!L$76+AE102*Network!M$76)","v":0},0,0,0,0,0,0,0,0,0,0,0,0,0,0,0,0,0,0,{"$f":"IF(M102>1,0,BA$8*$W102+S102*Summary!J$391)","v":0},0,0,0,0,0,0,0,0,0,0,0,0,0,0,0,0,{"$f":"Summary!J$83*(+BA102)","v":0},0,0,{"$f":"+IF($M102=2,IF($O102<Summary!$F$383,Summary!$J$398*$L102,$BU$8*$W102),0)","v":0},0,0,0,0,0,0,0,0,{"$f":"+IF(M102=3,IF(O102<Summary!F$383,Summary!J$406*L102,CD$8*W102),0)","v":0},0,0,0,0,0,0,0,0,0,0,0,0,0,0,0,0,0,0,0,0,{"$f":"+IF(#REF!=0,0,(#REF!-#REF!)/#REF!)","v":{"$error":"#REF!"}}]
[{"$f":"COUNT(A43:A102)","v":60},"I alt",null,null,null,null,{"$f":"SUM(G43:G102)","v":0},{"$f":"SUM(H43:H102)","v":0},0,null,{"$f":"SUM(K43:K102)","v":59},{"$f":"SUM(L43:L102)","v":0},{"$f":"IF(L103=0,\" - \",SUM(M43:M102)/L103)","v":" - "},{"$f":"SUM(N43:N102)","v":0},{"$f":"SUM(O43:O102)","v":0},null,{"$f":"+IF(S103=0,0,O103/S103*1000)","v":0},null,{"$f":"SUM(S43:S102)","v":0},{"$f":"SUM(T43:T102)","v":0},{"$f":"SUM(U43:U102)","v":0},{"$f":"SUM(V43:V102)","v":0},{"$f":"SUM(W43:W102)","v":0},null,null,{"$f":"SUM(Z43:Z102)","v":0},0,0,0,0,0,0,0,0,0,0,0,0,0,0,0,0,0,0,{"$f":"SUM(AS43:AS102)","v":0},{"$f":"SUM(AT43:AT102)","v":0},0,{"$f":"SUM(AV43:AV102)","v":0},{"$f":"SUM(AW43:AW102)","v":0},{"$f":"SUM(AX43:AX102)","v":0},{"$f":"SUM(AY43:AY102)","v":0},{"$f":"+IF(O103=0,0,AY103/O103)","v":0},{"$f":"SUM(BA43:BA102)","v":0},0,0,0,0,0,0,0,0,0,0,0,0,0,{"$f":"SUM(BO43:BO102)","v":0},{"$f":"SUM(BP43:BP102)","v":0},{"$f":"SUM(BQ43:BQ102)","v":0},{"$f":"SUM(BR43:BR102)","v":0},{"$f":"SUM(BS43:BS102)","v":0},0,{"$f":"SUM(BU43:BU102)","v":0},0,0,0,0,0,0,0,0,{"$f":"SUM(CD43:CD102)","v":0},0,0,0,0,0,0,0,0,0,0,0,0,0,0,{"$f":"SUM(CS43:CS102)","v":0},{"$f":"SUM(CT43:CT102)","v":0},{"$f":"SUM(CU43:CU102)","v":0},{"$f":"SUM(CV43:CV102)","v":0},0,0,{"$f":"+IF(#REF!=0,0,(#REF!-#REF!)/#REF!)","v":{"$error":"#REF!"}}]
[null,null,null,null,null,null,null,null,null,null,null,null,null,null,null,null,null,null,null,null,null,null,null,null,null,null,{"$f":"+IF(AA8=0,0,AA103/AA$8)","v":0},{"$f":"+IF(AB8=0,0,AB103/AB$8)","v":0},{"$f":"+IF(AC8=0,0,AC103/AC$8)","v":0},{"$f":"+IF(AD8=0,0,AD103/AD$8)","v":0},{"$f":"+IF(AE8=0,0,AE103/AE$8)","v":0},null,null,null,null,null,null,null,null,null,null,null,null,null,null,null,null,null,null,null,null,null,null,null,null,null,null,null,null,null,null,null,null,null,null,null,null,null,null,null,null,null,null,null,null,null,null,null,null,null,null,null,null,null,null,null,null,null,null,null,null,null,null,null,null,null,null,null,null,null,null,null,""]
[2,"[Settlement B] 2",null,null,null,null,null,null,null,null,"",{"$f":"+Summary!H9","v":0},{"$f":"+Summary!G9","v":3}]
[1,{"$f":"+SettlementBcons!A62","v":0},{"$f":"+SettlementBcons!CC62","v":0},{"$f":"+SettlementBcons!BN62","v":0},{"$f":"+SettlementBcons!BC62","v":0},"",{"$f":"+SettlementBcons!BU62","v":0},{"$f":"+SettlementBcons!BW62/1000","v":0},{"$f":"+IF(G106=\"<Null>\",0,IF(G106=0,0,H106*1000/G106))","v":0},"default",1,{"$f":"+K106*L$105","v":0},{"$f":"+M$105","v":3},{"$f":"+L106*G106","v":0},{"$f":"+N106*I106/1000","v":0},null,{"$f":"+IF(P106>0,P106,Q$7)","v":2000},{"$f":"+G106*I106/Q106","v":0},{"$f":"+O106/Q106*1000","v":0},{"$f":"+AH106*T$28","v":0},{"$f":"+W106*U$28","v":0},{"$f":"SUM(T106:U106)","v":0},{"$f":"+W$7*R106^W$8*L106","v":0},{"$f":"IF(L106=0,\"\",VLOOKUP($R106/1000,Networkdesign!$R$4:$T$17,3))","v":""},{"$f":"IF(L106=0,0,VLOOKUP($S106/L106/1000,Networkdesign!$R$4:$U$17,4))","v":0},{"$f":"($Y106=Z$7)*Z$8*$L106","v":0},0,0,0,0,0,{"$f":"+SUM(Z106:AE106)","v":0},{"$f":"+(Z106*Networkdesign!O$6+AA106*Networkdesign!O$8+AB106*Networkdesign!O$9+AC106*Networkdesign!O$10+AD106*Networkdesign!O$11+AE106*Networkdesign!O$12)/1000","v":0},{"$f":"+(Z106*Network!G$76+AA106*Network!I$76+AB106*Network!J$76+AC106*Network!K$76+AD106*Network!L$76+AE106*Network!M$76)","v":0},{"$f":"IF($L106=0,0,IF($O106/$L106<AI$4,IF($O106/$L106<AI$3,0,$O106/$L106-AI$3),AI$4-AI$3)*$L106)","v":0},0,0,0,{"$f":"+SUM(AI106:AL106)-O106","v":0},{"$f":"+AI106*AN$4","v":0},{"$f":"+AJ106*AO$4","v":0},{"$f":"+AK106*AP$4","v":0},{"$f":"+AL106*AQ$4","v":0},{"$f":"+AR$4*L106","v":0},{"$f":"+O106*AS$4","v":0},{"$f":"+SUM(AN106:AS106)","v":0},{"$f":"+IF(O106=0,0,AT106/O106)","v":0},{"$f":"+AV$4*L106","v":0},{"$f":"+O106*AW$4","v":0},{"$f":"+(V106+W106)*AX$4*L106","v":0},{"$f":"+AT106+SUM(AV106:AX106)","v":0},{"$f":"+IF(O106=0,0,AY106/O106)","v":0},{"$f":"IF(M106>1,0,BA$8*$W106+S106*Summary!J$391)","v":0},{"$f":"IF(M106>1,0,O106)","v":0},{"$f":"+BB106/BC$8","v":0},{"$f":"IF($L106=0,0,IF(BC106/$L106<BD$4,BC106,BD$4*$L106))","v":0},{"$f":"IF($L106=0,0,IF(BC106/$L106<BE$4,IF(BC106/$L106<BD$4,0,BC106-BD$4*$L106),$L106*(BE$4-BD$4)))","v":0},{"$f":"IF($L106=0,0,IF(BC106/$L106<BF$4,IF(BC106/$L106<BE$4,0,BC106-$L106*BE$4),$L106*(BF$4-BE$4)))","v":0},{"$f":"+IF($L106=0,0,IF(BC106/$L106<BF$4,0,BC106-$L106*BF$4))","v":0},{"$f":"+BH$4","v":0},{"$f":"+BI$4*BD106","v":0},{"$f":"+BJ$4*BE106","v":0},{"$f":"+BK$4*BF106","v":0},{"$f":"+BL$4*BG106","v":0},{"$f":"+SUM(BH106:BL106)","v":0},{"$f":"+IF(BB106=0,0,BM106/BB106)","v":0},{"$f":"+BB106*BO$4","v":0},{"$f":"IF(M106>1,0,+L106*BP$4)","v":0},{"$f":"IF(M106>1,0,O106*BQ$4)","v":0},{"$f":"Summary!J$83*(+BA106)","v":0},{"$f":"+BM106+BO106+BP106+BQ106+BR106","v":0},{"$f":"IF(+BB106=0,0,BS106/(+BB106))","v":0},{"$f":"+IF($M106=2,IF($O106<Summary!$F$383,Summary!$J$398*$L106,$BU$8*$W106),0)","v":0},{"$f":"IF($M106=2,$O106,0)","v":0},{"$f":"(BV106)/BW$8","v":0},{"$f":"+BW106*BX$4","v":0},{"$f":"+IF($M106=2,BY$4*$L106,0)","v":0},{"$f":"+BV106*BZ$4","v":0},{"$f":"+BU106*CA$4*L106","v":0},{"$f":"+SUM(BX106:CA106)","v":0},{"$f":"IF(BW106=0,0,(CB106)/(BV106))","v":0},{"$f":"+IF(M106=3,IF(O106<Summary!F$383,Summary!J$406*L106,CD$8*W106),0)","v":0},{"$f":"IF(M106=3,$O106,0)","v":0},{"$f":"(CE106)*3.6*1000/CF$7/CF$8","v":0},{"$f":"IF(L106=0,0,IF(CF106/L106<CG$4,CF106,CG$4*L106))","v":0},{"$f":"IF(L106=0,0,IF(CF106/L106<CH$4,IF(CF106/L106<CG$4,0,CF106-CG$4*L106),L106*(CH$4-CG$4)))","v":0},{"$f":"IF(L106=0,0,IF(CF106/L106<CI$4,IF(CF106/L106<CH$4,0,CF106-L106*CH$4),L106*(CI$4-CH$4)))","v":0},{"$f":"+IF(L106=0,0,IF(CF106/L106<CI$4,0,CF106-L106*CI$4))","v":0},{"$f":"CF106-SUM(CG106:CJ106)","v":0},{"$f":"+IF(M106=3,CL$4*L106,0)","v":0},{"$f":"CM$4*CG106","v":0},{"$f":"CN$4*CH106","v":0},{"$f":"CO$4*CI106","v":0},{"$f":"CP$4*CJ106","v":0},{"$f":"SUM(CL106:CP106)","v":0},{"$f":"IF((CE106)=0,0,CQ106/(CE106))","v":0},{"$f":"+IF(M106=3,CS$4*L106,0)","v":0},{"$f":"+CE106*CT$4","v":0},{"$f":"+L106*CU$4*CD106","v":0},{"$f":"+CS106+CQ106+CT106+CU106","v":0},{"$f":"IF(CE106=0,0,(CV106)/(CE106))","v":0},{"$f":"+IF((CV106+CB106+BS106)=0,0,(CV106+CB106+BS106-AY106)/(CV106+CB106+BS106))","v":0},{"$f":"+IF(#REF!=0,0,(#REF!-#REF!)/#REF!)","v":{"$error":"#REF!"}}]
[{"$f":"A106+1","v":2},{"$f":"+SettlementBcons!A63","v":0},{"$f":"+SettlementBcons!CC63","v":0},{"$f":"+SettlementBcons!BN63","v":0},{"$f":"+SettlementBcons!BC63","v":0},"",{"$f":"+SettlementBcons!BU63","v":0},{"$f":"+SettlementBcons!BW63/1000","v":0},0,"default",1,0,3,0,0,null,2000,0,{"$f":"+O107/Q107*1000","v":0},{"$f":"+AH107*T$28","v":0},0,{"$f":"SUM(T107:U107)","v":0},0,{"$f":"IF(L107=0,\"\",VLOOKUP($R107/1000,Networkdesign!$R$4:$T$17,3))","v":""},{"$f":"IF(L107=0,0,VLOOKUP($S107/L107/1000,Networkdesign!$R$4:$U$17,4))","v":0},0,0,0,0,0,0,0,{"$f":"+(Z107*Networkdesign!O$6+AA107*Networkdesign!O$8+AB107*Networkdesign!O$9+AC107*Networkdesign!O$10+AD107*Networkdesign!O$11+AE107*Networkdesign!O$12)/1000","v":0},{"$f":"+(Z107*Network!G$76+AA107*Network!I$76+AB107*Network!J$76+AC107*Network!K$76+AD107*Network!L$76+AE107*Network!M$76)","v":0},0,0,0,0,0,0,0,0,0,0,0,0,0,0,0,0,0,0,{"$f":"IF(M107>1,0,BA$8*$W107+S107*Summary!J$391)","v":0},0,0,0,0,0,0,0,0,0,0,0,0,0,0,0,0,{"$f":"Summary!J$83*(+BA107)","v":0},0,0,{"$f":"+IF($M107=2,IF($O107<Summary!$F$383,Summary!$J$398*$L107,$BU$8*$W107),0)","v":0},{"$f":"IF($M107=2,$O107,0)","v":0},{"$f":"(BV107)/BW$8","v":0},{"$f":"+BW107*BX$4","v":0},{"$f":"+IF($M107=2,BY$4*$L107,0)","v":0},{"$f":"+BV107*BZ$4","v":0},{"$f":"+BU107*CA$4*L107","v":0},{"$f":"+SUM(BX107:CA107)","v":0},0,{"$f":"+IF(M107=3,IF(O107<Summary!F$383,Summary!J$406*L107,CD$8*W107),0)","v":0},0,0,0,0,0,0,0,0,0,0,0,0,0,0,0,0,0,0,{"$f":"IF(CE107=0,0,(CV107)/(CE107))","v":0},{"$f":"+IF((CV107+CB107+BS107)=0,0,(CV107+CB107+BS107-AY107)/(CV107+CB107+BS107))","v":0},{"$f":"+IF(#REF!=0,0,(#REF!-#REF!)/#REF!)","v":{"$error":"#REF!"}}]
[3,{"$f":"+SettlementBcons!A64","v":0},{"$f":"+SettlementBcons!CC64","v":0},{"$f":"+SettlementBcons!BN64","v":0},{"$f":"+SettlementBcons!BC64","v":0},"",{"$f":"+SettlementBcons!BU64","v":0},{"$f":"+SettlementBcons!BW64/1000","v":0},0,"default",1,0,3,0,0,null,2000,0,0,0,0,0,0,{"$f":"IF(L108=0,\"\",VLOOKUP($R108/1000,Networkdesign!$R$4:$T$17,3))","v":""},{"$f":"IF(L108=0,0,VLOOKUP($S108/L108/1000,Networkdesign!$R$4:$U$17,4))","v":0},0,0,0,0,0,0,0,{"$f":"+(Z108*Networkdesign!O$6+AA108*Networkdesign!O$8+AB108*Networkdesign!O$9+AC108*Networkdesign!O$10+AD108*Networkdesign!O$11+AE108*Networkdesign!O$12)/1000","v":0},{"$f":"+(Z108*Network!G$76+AA108*Network!I$76+AB108*Network!J$76+AC108*Network!K$76+AD108*Network!L$76+AE108*Network!M$76)","v":0},0,0,0,0,0,0,0,0,0,0,0,0,0,0,0,0,0,0,{"$f":"IF(M108>1,0,BA$8*$W108+S108*Summary!J$391)","v":0},0,0,0,0,0,0,0,0,0,0,0,0,0,0,0,0,{"$f":"Summary!J$83*(+BA108)","v":0},0,0,{"$f":"+IF($M108=2,IF($O108<Summary!$F$383,Summary!$J$398*$L108,$BU$8*$W108),0)","v":0},0,0,0,0,0,0,0,0,{"$f":"+IF(M108=3,IF(O108<Summary!F$383,Summary!J$406*L108,CD$8*W108),0)","v":0},0,0,0,0,0,0,0,0,0,0,0,0,0,0,0,0,0,0,0,0,{"$f":"+IF(#REF!=0,0,(#REF!-#REF!)/#REF!)","v":{"$error":"#REF!"}}]
[4,{"$f":"+SettlementBcons!A65","v":0},{"$f":"+SettlementBcons!CC65","v":0},{"$f":"+SettlementBcons!BN65","v":0},{"$f":"+SettlementBcons!BC65","v":0},"",{"$f":"+SettlementBcons!BU65","v":0},{"$f":"+SettlementBcons!BW65/1000","v":0},0,"default",1,0,3,0,0,null,2000,0,0,0,0,0,0,{"$f":"IF(L109=0,\"\",VLOOKUP($R109/1000,Networkdesign!$R$4:$T$17,3))","v":""},{"$f":"IF(L109=0,0,VLOOKUP($S109/L109/1000,Networkdesign!$R$4:$U$17,4))","v":0},0,0,0,0,0,0,0,{"$f":"+(Z109*Networkdesign!O$6+AA109*Networkdesign!O$8+AB109*Networkdesign!O$9+AC109*Networkdesign!O$10+AD109*Networkdesign!O$11+AE109*Networkdesign!O$12)/1000","v":0},{"$f":"+(Z109*Network!G$76+AA109*Network!I$76+AB109*Network!J$76+AC109*Network!K$76+AD109*Network!L$76+AE109*Network!M$76)","v":0},0,0,0,0,0,0,0,0,0,0,0,0,0,0,0,0,0,0,{"$f":"IF(M109>1,0,BA$8*$W109+S109*Summary!J$391)","v":0},0,0,0,0,0,0,0,0,0,0,0,0,0,0,0,0,{"$f":"Summary!J$83*(+BA109)","v":0},0,0,{"$f":"+IF($M109=2,IF($O109<Summary!$F$383,Summary!$J$398*$L109,$BU$8*$W109),0)","v":0},0,0,0,0,0,0,0,0,{"$f":"+IF(M109=3,IF(O109<Summary!F$383,Summary!J$406*L109,CD$8*W109),0)","v":0},0,0,0,0,0,0,0,0,0,0,0,0,0,0,0,0,0,0,0,0,{"$f":"+IF(#REF!=0,0,(#REF!-#REF!)/#REF!)","v":{"$error":"#REF!"}}]
[5,{"$f":"+SettlementBcons!A66","v":0},{"$f":"+SettlementBcons!CC66","v":0},{"$f":"+SettlementBcons!BN66","v":0},{"$f":"+SettlementBcons!BC66","v":0},"",{"$f":"+SettlementBcons!BU66","v":0},{"$f":"+SettlementBcons!BW66/1000","v":0},{"$f":"+IF(G110=\"<Null>\",0,IF(G110=0,0,H110*1000/G110))","v":0},"default",1,0,3,0,0,null,2000,0,0,0,0,0,0,{"$f":"IF(L110=0,\"\",VLOOKUP($R110/1000,Networkdesign!$R$4:$T$17,3))","v":""},{"$f":"IF(L110=0,0,VLOOKUP($S110/L110/1000,Networkdesign!$R$4:$U$17,4))","v":0},0,0,0,0,0,0,0,{"$f":"+(Z110*Networkdesign!O$6+AA110*Networkdesign!O$8+AB110*Networkdesign!O$9+AC110*Networkdesign!O$10+AD110*Networkdesign!O$11+AE110*Networkdesign!O$12)/1000","v":0},{"$f":"+(Z110*Network!G$76+AA110*Network!I$76+AB110*Network!J$76+AC110*Network!K$76+AD110*Network!L$76+AE110*Network!M$76)","v":0},0,0,0,0,0,0,0,0,0,0,0,0,0,0,0,0,0,0,{"$f":"IF(M110>1,0,BA$8*$W110+S110*Summary!J$391)","v":0},0,0,0,0,0,0,0,0,0,0,0,0,0,0,0,0,{"$f":"Summary!J$83*(+BA110)","v":0},0,0,{"$f":"+IF($M110=2,IF($O110<Summary!$F$383,Summary!$J$398*$L110,$BU$8*$W110),0)","v":0},0,0,0,0,0,0,0,0,{"$f":"+IF(M110=3,IF(O110<Summary!F$383,Summary!J$406*L110,CD$8*W110),0)","v":0},0,0,0,0,0,0,0,0,0,0,0,0,0,0,0,0,0,0,0,0,{"$f":"+IF(#REF!=0,0,(#REF!-#REF!)/#REF!)","v":{"$error":"#REF!"}}]
[6,{"$f":"+SettlementBcons!A67","v":0},{"$f":"+SettlementBcons!CC67","v":0},{"$f":"+SettlementBcons!BN67","v":0},{"$f":"+SettlementBcons!BC67","v":0},"",{"$f":"+SettlementBcons!BU67","v":0},{"$f":"+SettlementBcons!BW67/1000","v":0},0,"default",1,0,3,0,0,null,2000,0,0,0,0,0,0,{"$f":"IF(L111=0,\"\",VLOOKUP($R111/1000,Networkdesign!$R$4:$T$17,3))","v":""},{"$f":"IF(L111=0,0,VLOOKUP($S111/L111/1000,Networkdesign!$R$4:$U$17,4))","v":0},0,0,0,0,0,0,0,{"$f":"+(Z111*Networkdesign!O$6+AA111*Networkdesign!O$8+AB111*Networkdesign!O$9+AC111*Networkdesign!O$10+AD111*Networkdesign!O$11+AE111*Networkdesign!O$12)/1000","v":0},{"$f":"+(Z111*Network!G$76+AA111*Network!I$76+AB111*Network!J$76+AC111*Network!K$76+AD111*Network!L$76+AE111*Network!M$76)","v":0},0,0,0,0,0,0,0,0,0,0,0,0,0,0,0,0,0,0,{"$f":"IF(M111>1,0,BA$8*$W111+S111*Summary!J$391)","v":0},0,0,0,0,0,0,0,0,0,0,0,0,0,0,0,0,{"$f":"Summary!J$83*(+BA111)","v":0},0,0,{"$f":"+IF($M111=2,IF($O111<Summary!$F$383,Summary!$J$398*$L111,$BU$8*$W111),0)","v":0},0,0,0,0,0,0,0,0,{"$f":"+IF(M111=3,IF(O111<Summary!F$383,Summary!J$406*L111,CD$8*W111),0)","v":0},0,0,0,0,0,0,0,0,0,0,0,0,0,0,0,0,0,0,0,0,{"$f":"+IF(#REF!=0,0,(#REF!-#REF!)/#REF!)","v":{"$error":"#REF!"}}]
[7,{"$f":"+SettlementBcons!A68","v":0},{"$f":"+SettlementBcons!CC68","v":0},{"$f":"+SettlementBcons!BN68","v":0},{"$f":"+SettlementBcons!BC68","v":0},"",{"$f":"+SettlementBcons!BU68","v":0},{"$f":"+SettlementBcons!BW68/1000","v":0},0,"default",1,0,3,0,0,null,2000,0,0,0,0,0,0,{"$f":"IF(L112=0,\"\",VLOOKUP($R112/1000,Networkdesign!$R$4:$T$17,3))","v":""},{"$f":"IF(L112=0,0,VLOOKUP($S112/L112/1000,Networkdesign!$R$4:$U$17,4))","v":0},0,0,0,0,0,0,0,{"$f":"+(Z112*Networkdesign!O$6+AA112*Networkdesign!O$8+AB112*Networkdesign!O$9+AC112*Networkdesign!O$10+AD112*Networkdesign!O$11+AE112*Networkdesign!O$12)/1000","v":0},{"$f":"+(Z112*Network!G$76+AA112*Network!I$76+AB112*Network!J$76+AC112*Network!K$76+AD112*Network!L$76+AE112*Network!M$76)","v":0},0,0,0,0,0,0,0,0,0,0,0,0,0,0,0,0,0,0,{"$f":"IF(M112>1,0,BA$8*$W112+S112*Summary!J$391)","v":0},0,0,0,0,0,0,0,0,0,0,0,0,0,0,0,0,{"$f":"Summary!J$83*(+BA112)","v":0},0,0,{"$f":"+IF($M112=2,IF($O112<Summary!$F$383,Summary!$J$398*$L112,$BU$8*$W112),0)","v":0},0,0,0,0,0,0,0,0,{"$f":"+IF(M112=3,IF(O112<Summary!F$383,Summary!J$406*L112,CD$8*W112),0)","v":0},0,0,0,0,0,0,0,0,0,0,0,0,0,0,0,0,0,0,0,0,{"$f":"+IF(#REF!=0,0,(#REF!-#REF!)/#REF!)","v":{"$error":"#REF!"}}]
[8,{"$f":"+SettlementBcons!A69","v":0},{"$f":"+SettlementBcons!CC69","v":0},{"$f":"+SettlementBcons!BN69","v":0},{"$f":"+SettlementBcons!BC69","v":0},"",{"$f":"+SettlementBcons!BU69","v":0},{"$f":"+SettlementBcons!BW69/1000","v":0},0,"default",1,0,3,0,0,null,2000,0,0,0,0,0,0,{"$f":"IF(L113=0,\"\",VLOOKUP($R113/1000,Networkdesign!$R$4:$T$17,3))","v":""},{"$f":"IF(L113=0,0,VLOOKUP($S113/L113/1000,Networkdesign!$R$4:$U$17,4))","v":0},0,0,0,0,0,0,0,{"$f":"+(Z113*Networkdesign!O$6+AA113*Networkdesign!O$8+AB113*Networkdesign!O$9+AC113*Networkdesign!O$10+AD113*Networkdesign!O$11+AE113*Networkdesign!O$12)/1000","v":0},{"$f":"+(Z113*Network!G$76+AA113*Network!I$76+AB113*Network!J$76+AC113*Network!K$76+AD113*Network!L$76+AE113*Network!M$76)","v":0},0,0,0,0,0,0,0,0,0,0,0,0,0,0,0,0,0,0,{"$f":"IF(M113>1,0,BA$8*$W113+S113*Summary!J$391)","v":0},0,0,0,0,0,0,0,0,0,0,0,0,0,0,0,0,{"$f":"Summary!J$83*(+BA113)","v":0},0,0,{"$f":"+IF($M113=2,IF($O113<Summary!$F$383,Summary!$J$398*$L113,$BU$8*$W113),0)","v":0},0,0,0,0,0,0,0,0,{"$f":"+IF(M113=3,IF(O113<Summary!F$383,Summary!J$406*L113,CD$8*W113),0)","v":0},0,0,0,0,0,0,0,0,0,0,0,0,0,0,0,0,0,0,0,0,{"$f":"+IF(#REF!=0,0,(#REF!-#REF!)/#REF!)","v":{"$error":"#REF!"}}]
[9,{"$f":"+SettlementBcons!A70","v":0},{"$f":"+SettlementBcons!CC70","v":0},{"$f":"+SettlementBcons!BN70","v":0},{"$f":"+SettlementBcons!BC70","v":0},"",{"$f":"+SettlementBcons!BU70","v":0},{"$f":"+SettlementBcons!BW70/1000","v":0},0,"default",1,0,3,0,0,null,2000,0,0,0,0,0,0,{"$f":"IF(L114=0,\"\",VLOOKUP($R114/1000,Networkdesign!$R$4:$T$17,3))","v":""},{"$f":"IF(L114=0,0,VLOOKUP($S114/L114/1000,Networkdesign!$R$4:$U$17,4))","v":0},0,0,0,0,0,0,0,{"$f":"+(Z114*Networkdesign!O$6+AA114*Networkdesign!O$8+AB114*Networkdesign!O$9+AC114*Networkdesign!O$10+AD114*Networkdesign!O$11+AE114*Networkdesign!O$12)/1000","v":0},{"$f":"+(Z114*Network!G$76+AA114*Network!I$76+AB114*Network!J$76+AC114*Network!K$76+AD114*Network!L$76+AE114*Network!M$76)","v":0},0,0,0,0,0,0,0,0,0,0,0,0,0,0,0,0,0,0,{"$f":"IF(M114>1,0,BA$8*$W114+S114*Summary!J$391)","v":0},0,0,0,0,0,0,0,0,0,0,0,0,0,0,0,0,{"$f":"Summary!J$83*(+BA114)","v":0},0,0,{"$f":"+IF($M114=2,IF($O114<Summary!$F$383,Summary!$J$398*$L114,$BU$8*$W114),0)","v":0},0,0,0,0,0,0,0,0,{"$f":"+IF(M114=3,IF(O114<Summary!F$383,Summary!J$406*L114,CD$8*W114),0)","v":0},0,0,0,0,0,0,0,0,0,0,0,0,0,0,0,0,0,0,0,0,{"$f":"+IF(#REF!=0,0,(#REF!-#REF!)/#REF!)","v":{"$error":"#REF!"}}]
[10,{"$f":"+SettlementBcons!A71","v":0},{"$f":"+SettlementBcons!CC71","v":0},{"$f":"+SettlementBcons!BN71","v":0},{"$f":"+SettlementBcons!BC71","v":0},"",{"$f":"+SettlementBcons!BU71","v":0},{"$f":"+SettlementBcons!BW71/1000","v":0},{"$f":"+IF(G115=\"<Null>\",0,IF(G115=0,0,H115*1000/G115))","v":0},"default",1,{"$f":"+K115*L$105","v":0},3,{"$f":"+L115*G115","v":0},{"$f":"+N115*I115/1000","v":0},null,{"$f":"+IF(P115>0,P115,Q$7)","v":2000},{"$f":"+G115*I115/Q115","v":0},{"$f":"+O115/Q115*1000","v":0},{"$f":"+AH115*T$28","v":0},{"$f":"+W115*U$28","v":0},{"$f":"SUM(T115:U115)","v":0},{"$f":"+W$7*R115^W$8*L115","v":0},{"$f":"IF(L115=0,\"\",VLOOKUP($R115/1000,Networkdesign!$R$4:$T$17,3))","v":""},{"$f":"IF(L115=0,0,VLOOKUP($S115/L115/1000,Networkdesign!$R$4:$U$17,4))","v":0},0,0,0,0,0,0,{"$f":"+SUM(Z115:AE115)","v":0},{"$f":"+(Z115*Networkdesign!O$6+AA115*Networkdesign!O$8+AB115*Networkdesign!O$9+AC115*Networkdesign!O$10+AD115*Networkdesign!O$11+AE115*Networkdesign!O$12)/1000","v":0},{"$f":"+(Z115*Network!G$76+AA115*Network!I$76+AB115*Network!J$76+AC115*Network!K$76+AD115*Network!L$76+AE115*Network!M$76)","v":0},0,0,0,0,{"$f":"+SUM(AI115:AL115)-O115","v":0},{"$f":"+AI115*AN$4","v":0},{"$f":"+AJ115*AO$4","v":0},{"$f":"+AK115*AP$4","v":0},{"$f":"+AL115*AQ$4","v":0},{"$f":"+AR$4*L115","v":0},{"$f":"+O115*AS$4","v":0},{"$f":"+SUM(AN115:AS115)","v":0},{"$f":"+IF(O115=0,0,AT115/O115)","v":0},{"$f":"+AV$4*L115","v":0},{"$f":"+O115*AW$4","v":0},{"$f":"+(V115+W115)*AX$4*L115","v":0},{"$f":"+AT115+SUM(AV115:AX115)","v":0},{"$f":"+IF(O115=0,0,AY115/O115)","v":0},{"$f":"IF(M115>1,0,BA$8*$W115+S115*Summary!J$391)","v":0},{"$f":"IF(M115>1,0,O115)","v":0},{"$f":"+BB115/BC$8","v":0},{"$f":"IF($L115=0,0,IF(BC115/$L115<BD$4,BC115,BD$4*$L115))","v":0},{"$f":"IF($L115=0,0,IF(BC115/$L115<BE$4,IF(BC115/$L115<BD$4,0,BC115-BD$4*$L115),$L115*(BE$4-BD$4)))","v":0},{"$f":"IF($L115=0,0,IF(BC115/$L115<BF$4,IF(BC115/$L115<BE$4,0,BC115-$L115*BE$4),$L115*(BF$4-BE$4)))","v":0},{"$f":"+IF($L115=0,0,IF(BC115/$L115<BF$4,0,BC115-$L115*BF$4))","v":0},0,{"$f":"+BI$4*BD115","v":0},{"$f":"+BJ$4*BE115","v":0},{"$f":"+BK$4*BF115","v":0},{"$f":"+BL$4*BG115","v":0},{"$f":"+SUM(BH115:BL115)","v":0},{"$f":"+IF(BB115=0,0,BM115/BB115)","v":0},0,0,0,{"$f":"Summary!J$83*(+BA115)","v":0},0,{"$f":"IF(+BB115=0,0,BS115/(+BB115))","v":0},{"$f":"+IF($M115=2,IF($O115<Summary!$F$383,Summary!$J$398*$L115,$BU$8*$W115),0)","v":0},0,{"$f":"(BV115)/BW$8","v":0},{"$f":"+BW115*BX$4","v":0},0,{"$f":"+BV115*BZ$4","v":0},{"$f":"+BU115*CA$4*L115","v":0},{"$f":"+SUM(BX115:CA115)","v":0},{"$f":"IF(BW115=0,0,(CB115)/(BV115))","v":0},{"$f":"+IF(M115=3,IF(O115<Summary!F$383,Summary!J$406*L115,CD$8*W115),0)","v":0},{"$f":"IF(M115=3,$O115,0)","v":0},{"$f":"(CE115)*3.6*1000/CF$7/CF$8","v":0},{"$f":"IF(L115=0,0,IF(CF115/L115<CG$4,CF115,CG$4*L115))","v":0},{"$f":"IF(L115=0,0,IF(CF115/L115<CH$4,IF(CF115/L115<CG$4,0,CF115-CG$4*L115),L115*(CH$4-CG$4)))","v":0},{"$f":"IF(L115=0,0,IF(CF115/L115<CI$4,IF(CF115/L115<CH$4,0,CF115-L115*CH$4),L115*(CI$4-CH$4)))","v":0},{"$f":"+IF(L115=0,0,IF(CF115/L115<CI$4,0,CF115-L115*CI$4))","v":0},{"$f":"CF115-SUM(CG115:CJ115)","v":0},{"$f":"+IF(M115=3,CL$4*L115,0)","v":0},{"$f":"CM$4*CG115","v":0},{"$f":"CN$4*CH115","v":0},{"$f":"CO$4*CI115","v":0},{"$f":"CP$4*CJ115","v":0},{"$f":"SUM(CL115:CP115)","v":0},{"$f":"IF((CE115)=0,0,CQ115/(CE115))","v":0},{"$f":"+IF(M115=3,CS$4*L115,0)","v":0},{"$f":"+CE115*CT$4","v":0},{"$f":"+L115*CU$4*CD115","v":0},0,{"$f":"IF(CE115=0,0,(CV115)/(CE115))","v":0},{"$f":"+IF((CV115+CB115+BS115)=0,0,(CV115+CB115+BS115-AY115)/(CV115+CB115+BS115))","v":0},{"$f":"+IF(#REF!=0,0,(#REF!-#REF!)/#REF!)","v":{"$error":"#REF!"}}]
[11,{"$f":"+SettlementBcons!A72","v":0},{"$f":"+SettlementBcons!CC72","v":0},{"$f":"+SettlementBcons!BN72","v":0},{"$f":"+SettlementBcons!BC72","v":0},"",{"$f":"+SettlementBcons!BU72","v":0},{"$f":"+SettlementBcons!BW72/1000","v":0},0,"default",1,0,3,0,0,null,2000,0,0,0,0,0,0,{"$f":"IF(L116=0,\"\",VLOOKUP($R116/1000,Networkdesign!$R$4:$T$17,3))","v":""},{"$f":"IF(L116=0,0,VLOOKUP($S116/L116/1000,Networkdesign!$R$4:$U$17,4))","v":0},0,0,0,0,0,0,0,{"$f":"+(Z116*Networkdesign!O$6+AA116*Networkdesign!O$8+AB116*Networkdesign!O$9+AC116*Networkdesign!O$10+AD116*Networkdesign!O$11+AE116*Networkdesign!O$12)/1000","v":0},{"$f":"+(Z116*Network!G$76+AA116*Network!I$76+AB116*Network!J$76+AC116*Network!K$76+AD116*Network!L$76+AE116*Network!M$76)","v":0},0,0,0,0,0,0,0,0,0,0,0,0,0,0,0,0,0,0,{"$f":"IF(M116>1,0,BA$8*$W116+S116*Summary!J$391)","v":0},0,0,0,0,0,0,0,0,0,0,0,0,0,0,0,0,{"$f":"Summary!J$83*(+BA116)","v":0},0,0,{"$f":"+IF($M116=2,IF($O116<Summary!$F$383,Summary!$J$398*$L116,$BU$8*$W116),0)","v":0},0,0,0,0,0,0,0,0,{"$f":"+IF(M116=3,IF(O116<Summary!F$383,Summary!J$406*L116,CD$8*W116),0)","v":0},0,0,0,0,0,0,0,0,0,0,0,0,0,0,0,0,0,0,0,0,{"$f":"+IF(#REF!=0,0,(#REF!-#REF!)/#REF!)","v":{"$error":"#REF!"}}]
[12,{"$f":"+SettlementBcons!A73","v":0},{"$f":"+SettlementBcons!CC73","v":0},{"$f":"+SettlementBcons!BN73","v":0},{"$f":"+SettlementBcons!BC73","v":0},"",{"$f":"+SettlementBcons!BU73","v":0},{"$f":"+SettlementBcons!BW73/1000","v":0},0,"default",1,0,3,0,0,null,2000,0,0,0,0,0,0,{"$f":"IF(L117=0,\"\",VLOOKUP($R117/1000,Networkdesign!$R$4:$T$17,3))","v":""},{"$f":"IF(L117=0,0,VLOOKUP($S117/L117/1000,Networkdesign!$R$4:$U$17,4))","v":0},0,0,0,0,0,0,0,{"$f":"+(Z117*Networkdesign!O$6+AA117*Networkdesign!O$8+AB117*Networkdesign!O$9+AC117*Networkdesign!O$10+AD117*Networkdesign!O$11+AE117*Networkdesign!O$12)/1000","v":0},{"$f":"+(Z117*Network!G$76+AA117*Network!I$76+AB117*Network!J$76+AC117*Network!K$76+AD117*Network!L$76+AE117*Network!M$76)","v":0},0,0,0,0,0,0,0,0,0,0,0,0,0,0,0,0,0,0,{"$f":"IF(M117>1,0,BA$8*$W117+S117*Summary!J$391)","v":0},0,0,0,0,0,0,0,0,0,0,0,0,0,0,0,0,{"$f":"Summary!J$83*(+BA117)","v":0},0,0,{"$f":"+IF($M117=2,IF($O117<Summary!$F$383,Summary!$J$398*$L117,$BU$8*$W117),0)","v":0},0,0,0,0,0,0,0,0,{"$f":"+IF(M117=3,IF(O117<Summary!F$383,Summary!J$406*L117,CD$8*W117),0)","v":0},0,0,0,0,0,0,0,0,0,0,0,0,0,0,0,0,0,0,0,0,{"$f":"+IF(#REF!=0,0,(#REF!-#REF!)/#REF!)","v":{"$error":"#REF!"}}]
[13,{"$f":"+SettlementBcons!A74","v":0},{"$f":"+SettlementBcons!CC74","v":0},{"$f":"+SettlementBcons!BN74","v":0},{"$f":"+SettlementBcons!BC74","v":0},"",{"$f":"+SettlementBcons!BU74","v":0},{"$f":"+SettlementBcons!BW74/1000","v":0},0,"default",1,0,3,0,0,null,2000,0,0,0,0,0,0,{"$f":"IF(L118=0,\"\",VLOOKUP($R118/1000,Networkdesign!$R$4:$T$17,3))","v":""},{"$f":"IF(L118=0,0,VLOOKUP($S118/L118/1000,Networkdesign!$R$4:$U$17,4))","v":0},0,0,0,0,0,0,0,{"$f":"+(Z118*Networkdesign!O$6+AA118*Networkdesign!O$8+AB118*Networkdesign!O$9+AC118*Networkdesign!O$10+AD118*Networkdesign!O$11+AE118*Networkdesign!O$12)/1000","v":0},{"$f":"+(Z118*Network!G$76+AA118*Network!I$76+AB118*Network!J$76+AC118*Network!K$76+AD118*Network!L$76+AE118*Network!M$76)","v":0},0,0,0,0,0,0,0,0,0,0,0,0,0,0,0,0,0,0,{"$f":"IF(M118>1,0,BA$8*$W118+S118*Summary!J$391)","v":0},0,0,0,0,0,0,0,0,0,0,0,0,0,0,0,0,{"$f":"Summary!J$83*(+BA118)","v":0},0,0,{"$f":"+IF($M118=2,IF($O118<Summary!$F$383,Summary!$J$398*$L118,$BU$8*$W118),0)","v":0},0,0,0,0,0,0,0,0,{"$f":"+IF(M118=3,IF(O118<Summary!F$383,Summary!J$406*L118,CD$8*W118),0)","v":0},0,0,0,0,0,0,0,0,0,0,0,0,0,0,0,0,0,0,0,0,{"$f":"+IF(#REF!=0,0,(#REF!-#REF!)/#REF!)","v":{"$error":"#REF!"}}]
[14,{"$f":"+SettlementBcons!A75","v":0},{"$f":"+SettlementBcons!CC75","v":0},{"$f":"+SettlementBcons!BN75","v":0},{"$f":"+SettlementBcons!BC75","v":0},"",{"$f":"+SettlementBcons!BU75","v":0},{"$f":"+SettlementBcons!BW75/1000","v":0},0,"default",1,0,3,0,0,null,2000,0,0,0,0,0,0,{"$f":"IF(L119=0,\"\",VLOOKUP($R119/1000,Networkdesign!$R$4:$T$17,3))","v":""},{"$f":"IF(L119=0,0,VLOOKUP($S119/L119/1000,Networkdesign!$R$4:$U$17,4))","v":0},0,0,0,0,0,0,0,{"$f":"+(Z119*Networkdesign!O$6+AA119*Networkdesign!O$8+AB119*Networkdesign!O$9+AC119*Networkdesign!O$10+AD119*Networkdesign!O$11+AE119*Networkdesign!O$12)/1000","v":0},{"$f":"+(Z119*Network!G$76+AA119*Network!I$76+AB119*Network!J$76+AC119*Network!K$76+AD119*Network!L$76+AE119*Network!M$76)","v":0},0,0,0,0,0,0,0,0,0,0,0,0,0,0,0,0,0,0,{"$f":"IF(M119>1,0,BA$8*$W119+S119*Summary!J$391)","v":0},0,0,0,0,0,0,0,0,0,0,0,0,0,0,0,0,{"$f":"Summary!J$83*(+BA119)","v":0},0,0,{"$f":"+IF($M119=2,IF($O119<Summary!$F$383,Summary!$J$398*$L119,$BU$8*$W119),0)","v":0},0,0,0,0,0,0,0,0,{"$f":"+IF(M119=3,IF(O119<Summary!F$383,Summary!J$406*L119,CD$8*W119),0)","v":0},0,0,0,0,0,0,0,0,0,0,0,0,0,0,0,0,0,0,0,0,{"$f":"+IF(#REF!=0,0,(#REF!-#REF!)/#REF!)","v":{"$error":"#REF!"}}]
[15,{"$f":"+SettlementBcons!A76","v":0},{"$f":"+SettlementBcons!CC76","v":0},{"$f":"+SettlementBcons!BN76","v":0},{"$f":"+SettlementBcons!BC76","v":0},"",{"$f":"+SettlementBcons!BU76","v":0},{"$f":"+SettlementBcons!BW76/1000","v":0},0,"default",1,0,3,0,0,null,2000,0,0,0,0,0,0,{"$f":"IF(L120=0,\"\",VLOOKUP($R120/1000,Networkdesign!$R$4:$T$17,3))","v":""},{"$f":"IF(L120=0,0,VLOOKUP($S120/L120/1000,Networkdesign!$R$4:$U$17,4))","v":0},0,0,0,0,0,0,0,{"$f":"+(Z120*Networkdesign!O$6+AA120*Networkdesign!O$8+AB120*Networkdesign!O$9+AC120*Networkdesign!O$10+AD120*Networkdesign!O$11+AE120*Networkdesign!O$12)/1000","v":0},{"$f":"+(Z120*Network!G$76+AA120*Network!I$76+AB120*Network!J$76+AC120*Network!K$76+AD120*Network!L$76+AE120*Network!M$76)","v":0},0,0,0,0,0,0,0,0,0,0,0,0,0,0,0,0,0,0,{"$f":"IF(M120>1,0,BA$8*$W120+S120*Summary!J$391)","v":0},0,0,0,0,0,0,0,0,0,0,0,0,0,0,0,0,{"$f":"Summary!J$83*(+BA120)","v":0},0,0,{"$f":"+IF($M120=2,IF($O120<Summary!$F$383,Summary!$J$398*$L120,$BU$8*$W120),0)","v":0},0,0,0,0,0,0,0,0,{"$f":"+IF(M120=3,IF(O120<Summary!F$383,Summary!J$406*L120,CD$8*W120),0)","v":0},0,0,0,0,0,0,0,0,0,0,0,0,0,0,0,0,0,0,0,0,{"$f":"+IF(#REF!=0,0,(#REF!-#REF!)/#REF!)","v":{"$error":"#REF!"}}]
[16,{"$f":"+SettlementBcons!A77","v":0},{"$f":"+SettlementBcons!CC77","v":0},{"$f":"+SettlementBcons!BN77","v":0},{"$f":"+SettlementBcons!BC77","v":0},"",{"$f":"+SettlementBcons!BU77","v":0},{"$f":"+SettlementBcons!BW77/1000","v":0},0,"default",1,0,3,0,0,null,2000,0,0,0,0,0,0,{"$f":"IF(L121=0,\"\",VLOOKUP($R121/1000,Networkdesign!$R$4:$T$17,3))","v":""},{"$f":"IF(L121=0,0,VLOOKUP($S121/L121/1000,Networkdesign!$R$4:$U$17,4))","v":0},0,0,0,0,0,0,0,{"$f":"+(Z121*Networkdesign!O$6+AA121*Networkdesign!O$8+AB121*Networkdesign!O$9+AC121*Networkdesign!O$10+AD121*Networkdesign!O$11+AE121*Networkdesign!O$12)/1000","v":0},{"$f":"+(Z121*Network!G$76+AA121*Network!I$76+AB121*Network!J$76+AC121*Network!K$76+AD121*Network!L$76+AE121*Network!M$76)","v":0},0,0,0,0,0,0,0,0,0,0,0,0,0,0,0,0,0,0,{"$f":"IF(M121>1,0,BA$8*$W121+S121*Summary!J$391)","v":0},0,0,0,0,0,0,0,0,0,0,0,0,0,0,0,0,{"$f":"Summary!J$83*(+BA121)","v":0},0,0,{"$f":"+IF($M121=2,IF($O121<Summary!$F$383,Summary!$J$398*$L121,$BU$8*$W121),0)","v":0},0,0,0,0,0,0,0,0,{"$f":"+IF(M121=3,IF(O121<Summary!F$383,Summary!J$406*L121,CD$8*W121),0)","v":0},0,0,0,0,0,0,0,0,0,0,0,0,0,0,0,0,0,0,0,0,{"$f":"+IF(#REF!=0,0,(#REF!-#REF!)/#REF!)","v":{"$error":"#REF!"}}]
[17,{"$f":"+SettlementBcons!A78","v":0},{"$f":"+SettlementBcons!CC78","v":0},{"$f":"+SettlementBcons!BN78","v":0},{"$f":"+SettlementBcons!BC78","v":0},"",{"$f":"+SettlementBcons!BU78","v":0},{"$f":"+SettlementBcons!BW78/1000","v":0},{"$f":"+IF(G122=\"<Null>\",0,IF(G122=0,0,H122*1000/G122))","v":0},"default",1,{"$f":"+K122*L$105","v":0},3,{"$f":"+L122*G122","v":0},{"$f":"+N122*I122/1000","v":0},null,{"$f":"+IF(P122>0,P122,Q$7)","v":2000},{"$f":"+G122*I122/Q122","v":0},{"$f":"+O122/Q122*1000","v":0},{"$f":"+AH122*T$28","v":0},{"$f":"+W122*U$28","v":0},{"$f":"SUM(T122:U122)","v":0},{"$f":"+W$7*R122^W$8*L122","v":0},{"$f":"IF(L122=0,\"\",VLOOKUP($R122/1000,Networkdesign!$R$4:$T$17,3))","v":""},{"$f":"IF(L122=0,0,VLOOKUP($S122/L122/1000,Networkdesign!$R$4:$U$17,4))","v":0},0,0,0,0,0,0,{"$f":"+SUM(Z122:AE122)","v":0},{"$f":"+(Z122*Networkdesign!O$6+AA122*Networkdesign!O$8+AB122*Networkdesign!O$9+AC122*Networkdesign!O$10+AD122*Networkdesign!O$11+AE122*Networkdesign!O$12)/1000","v":0},{"$f":"+(Z122*Network!G$76+AA122*Network!I$76+AB122*Network!J$76+AC122*Network!K$76+AD122*Network!L$76+AE122*Network!M$76)","v":0},0,0,0,0,{"$f":"+SUM(AI122:AL122)-O122","v":0},{"$f":"+AI122*AN$4","v":0},{"$f":"+AJ122*AO$4","v":0},{"$f":"+AK122*AP$4","v":0},{"$f":"+AL122*AQ$4","v":0},{"$f":"+AR$4*L122","v":0},{"$f":"+O122*AS$4","v":0},{"$f":"+SUM(AN122:AS122)","v":0},{"$f":"+IF(O122=0,0,AT122/O122)","v":0},{"$f":"+AV$4*L122","v":0},{"$f":"+O122*AW$4","v":0},{"$f":"+(V122+W122)*AX$4*L122","v":0},{"$f":"+AT122+SUM(AV122:AX122)","v":0},{"$f":"+IF(O122=0,0,AY122/O122)","v":0},{"$f":"IF(M122>1,0,BA$8*$W122+S122*Summary!J$391)","v":0},{"$f":"IF(M122>1,0,O122)","v":0},{"$f":"+BB122/BC$8","v":0},{"$f":"IF($L122=0,0,IF(BC122/$L122<BD$4,BC122,BD$4*$L122))","v":0},{"$f":"IF($L122=0,0,IF(BC122/$L122<BE$4,IF(BC122/$L122<BD$4,0,BC122-BD$4*$L122),$L122*(BE$4-BD$4)))","v":0},{"$f":"IF($L122=0,0,IF(BC122/$L122<BF$4,IF(BC122/$L122<BE$4,0,BC122-$L122*BE$4),$L122*(BF$4-BE$4)))","v":0},{"$f":"+IF($L122=0,0,IF(BC122/$L122<BF$4,0,BC122-$L122*BF$4))","v":0},0,{"$f":"+BI$4*BD122","v":0},{"$f":"+BJ$4*BE122","v":0},{"$f":"+BK$4*BF122","v":0},{"$f":"+BL$4*BG122","v":0},{"$f":"+SUM(BH122:BL122)","v":0},{"$f":"+IF(BB122=0,0,BM122/BB122)","v":0},0,0,0,{"$f":"Summary!J$83*(+BA122)","v":0},0,{"$f":"IF(+BB122=0,0,BS122/(+BB122))","v":0},{"$f":"+IF($M122=2,IF($O122<Summary!$F$383,Summary!$J$398*$L122,$BU$8*$W122),0)","v":0},0,{"$f":"(BV122)/BW$8","v":0},{"$f":"+BW122*BX$4","v":0},0,{"$f":"+BV122*BZ$4","v":0},{"$f":"+BU122*CA$4*L122","v":0},{"$f":"+SUM(BX122:CA122)","v":0},{"$f":"IF(BW122=0,0,(CB122)/(BV122))","v":0},{"$f":"+IF(M122=3,IF(O122<Summary!F$383,Summary!J$406*L122,CD$8*W122),0)","v":0},{"$f":"IF(M122=3,$O122,0)","v":0},{"$f":"(CE122)*3.6*1000/CF$7/CF$8","v":0},{"$f":"IF(L122=0,0,IF(CF122/L122<CG$4,CF122,CG$4*L122))","v":0},{"$f":"IF(L122=0,0,IF(CF122/L122<CH$4,IF(CF122/L122<CG$4,0,CF122-CG$4*L122),L122*(CH$4-CG$4)))","v":0},{"$f":"IF(L122=0,0,IF(CF122/L122<CI$4,IF(CF122/L122<CH$4,0,CF122-L122*CH$4),L122*(CI$4-CH$4)))","v":0},{"$f":"+IF(L122=0,0,IF(CF122/L122<CI$4,0,CF122-L122*CI$4))","v":0},{"$f":"CF122-SUM(CG122:CJ122)","v":0},{"$f":"+IF(M122=3,CL$4*L122,0)","v":0},{"$f":"CM$4*CG122","v":0},{"$f":"CN$4*CH122","v":0},{"$f":"CO$4*CI122","v":0},{"$f":"CP$4*CJ122","v":0},{"$f":"SUM(CL122:CP122)","v":0},{"$f":"IF((CE122)=0,0,CQ122/(CE122))","v":0},{"$f":"+IF(M122=3,CS$4*L122,0)","v":0},{"$f":"+CE122*CT$4","v":0},{"$f":"+L122*CU$4*CD122","v":0},0,{"$f":"IF(CE122=0,0,(CV122)/(CE122))","v":0},{"$f":"+IF((CV122+CB122+BS122)=0,0,(CV122+CB122+BS122-AY122)/(CV122+CB122+BS122))","v":0},{"$f":"+IF(#REF!=0,0,(#REF!-#REF!)/#REF!)","v":{"$error":"#REF!"}}]
[18,{"$f":"+SettlementBcons!A79","v":0},{"$f":"+SettlementBcons!CC79","v":0},{"$f":"+SettlementBcons!BN79","v":0},{"$f":"+SettlementBcons!BC79","v":0},"",{"$f":"+SettlementBcons!BU79","v":0},{"$f":"+SettlementBcons!BW79/1000","v":0},0,"default",1,0,3,0,0,null,2000,0,0,0,0,0,0,{"$f":"IF(L123=0,\"\",VLOOKUP($R123/1000,Networkdesign!$R$4:$T$17,3))","v":""},{"$f":"IF(L123=0,0,VLOOKUP($S123/L123/1000,Networkdesign!$R$4:$U$17,4))","v":0},0,0,0,0,0,0,0,{"$f":"+(Z123*Networkdesign!O$6+AA123*Networkdesign!O$8+AB123*Networkdesign!O$9+AC123*Networkdesign!O$10+AD123*Networkdesign!O$11+AE123*Networkdesign!O$12)/1000","v":0},{"$f":"+(Z123*Network!G$76+AA123*Network!I$76+AB123*Network!J$76+AC123*Network!K$76+AD123*Network!L$76+AE123*Network!M$76)","v":0},0,0,0,0,0,0,0,0,0,0,0,0,0,0,0,0,0,0,{"$f":"IF(M123>1,0,BA$8*$W123+S123*Summary!J$391)","v":0},0,0,0,0,0,0,0,0,0,0,0,0,0,0,0,0,{"$f":"Summary!J$83*(+BA123)","v":0},0,0,{"$f":"+IF($M123=2,IF($O123<Summary!$F$383,Summary!$J$398*$L123,$BU$8*$W123),0)","v":0},0,0,0,0,0,0,0,0,{"$f":"+IF(M123=3,IF(O123<Summary!F$383,Summary!J$406*L123,CD$8*W123),0)","v":0},0,0,0,0,0,0,0,0,0,0,0,0,0,0,0,0,0,0,0,0,{"$f":"+IF(#REF!=0,0,(#REF!-#REF!)/#REF!)","v":{"$error":"#REF!"}}]
[19,{"$f":"+SettlementBcons!A80","v":0},{"$f":"+SettlementBcons!CC80","v":0},{"$f":"+SettlementBcons!BN80","v":0},{"$f":"+SettlementBcons!BC80","v":0},"",{"$f":"+SettlementBcons!BU80","v":0},{"$f":"+SettlementBcons!BW80/1000","v":0},0,"default",1,0,3,0,0,null,2000,0,0,0,0,0,0,{"$f":"IF(L124=0,\"\",VLOOKUP($R124/1000,Networkdesign!$R$4:$T$17,3))","v":""},{"$f":"IF(L124=0,0,VLOOKUP($S124/L124/1000,Networkdesign!$R$4:$U$17,4))","v":0},0,0,0,0,0,0,0,{"$f":"+(Z124*Networkdesign!O$6+AA124*Networkdesign!O$8+AB124*Networkdesign!O$9+AC124*Networkdesign!O$10+AD124*Networkdesign!O$11+AE124*Networkdesign!O$12)/1000","v":0},{"$f":"+(Z124*Network!G$76+AA124*Network!I$76+AB124*Network!J$76+AC124*Network!K$76+AD124*Network!L$76+AE124*Network!M$76)","v":0},0,0,0,0,0,0,0,0,0,0,0,0,0,0,0,0,0,0,{"$f":"IF(M124>1,0,BA$8*$W124+S124*Summary!J$391)","v":0},0,0,0,0,0,0,0,0,0,0,0,0,0,0,0,0,{"$f":"Summary!J$83*(+BA124)","v":0},0,0,{"$f":"+IF($M124=2,IF($O124<Summary!$F$383,Summary!$J$398*$L124,$BU$8*$W124),0)","v":0},0,0,0,0,0,0,0,0,{"$f":"+IF(M124=3,IF(O124<Summary!F$383,Summary!J$406*L124,CD$8*W124),0)","v":0},0,0,0,0,0,0,0,0,0,0,0,0,0,0,0,0,0,0,0,0,{"$f":"+IF(#REF!=0,0,(#REF!-#REF!)/#REF!)","v":{"$error":"#REF!"}}]
[20,{"$f":"+SettlementBcons!A81","v":0},{"$f":"+SettlementBcons!CC81","v":0},{"$f":"+SettlementBcons!BN81","v":0},{"$f":"+SettlementBcons!BC81","v":0},"",{"$f":"+SettlementBcons!BU81","v":0},{"$f":"+SettlementBcons!BW81/1000","v":0},0,"default",1,0,3,0,0,null,2000,0,0,0,0,0,0,{"$f":"IF(L125=0,\"\",VLOOKUP($R125/1000,Networkdesign!$R$4:$T$17,3))","v":""},{"$f":"IF(L125=0,0,VLOOKUP($S125/L125/1000,Networkdesign!$R$4:$U$17,4))","v":0},0,0,0,0,0,0,0,{"$f":"+(Z125*Networkdesign!O$6+AA125*Networkdesign!O$8+AB125*Networkdesign!O$9+AC125*Networkdesign!O$10+AD125*Networkdesign!O$11+AE125*Networkdesign!O$12)/1000","v":0},{"$f":"+(Z125*Network!G$76+AA125*Network!I$76+AB125*Network!J$76+AC125*Network!K$76+AD125*Network!L$76+AE125*Network!M$76)","v":0},0,0,0,0,0,0,0,0,0,0,0,0,0,0,0,0,0,0,{"$f":"IF(M125>1,0,BA$8*$W125+S125*Summary!J$391)","v":0},0,0,0,0,0,0,0,0,0,0,0,0,0,0,0,0,{"$f":"Summary!J$83*(+BA125)","v":0},0,0,{"$f":"+IF($M125=2,IF($O125<Summary!$F$383,Summary!$J$398*$L125,$BU$8*$W125),0)","v":0},0,0,0,0,0,0,0,0,{"$f":"+IF(M125=3,IF(O125<Summary!F$383,Summary!J$406*L125,CD$8*W125),0)","v":0},0,0,0,0,0,0,0,0,0,0,0,0,0,0,0,0,0,0,0,0,{"$f":"+IF(#REF!=0,0,(#REF!-#REF!)/#REF!)","v":{"$error":"#REF!"}}]
[21,{"$f":"+SettlementBcons!A82","v":0},{"$f":"+SettlementBcons!CC82","v":0},{"$f":"+SettlementBcons!BN82","v":0},{"$f":"+SettlementBcons!BC82","v":0},"",{"$f":"+SettlementBcons!BU82","v":0},{"$f":"+SettlementBcons!BW82/1000","v":0},0,"default",1,0,3,0,0,null,2000,0,0,0,0,0,0,{"$f":"IF(L126=0,\"\",VLOOKUP($R126/1000,Networkdesign!$R$4:$T$17,3))","v":""},{"$f":"IF(L126=0,0,VLOOKUP($S126/L126/1000,Networkdesign!$R$4:$U$17,4))","v":0},0,0,0,0,0,0,0,{"$f":"+(Z126*Networkdesign!O$6+AA126*Networkdesign!O$8+AB126*Networkdesign!O$9+AC126*Networkdesign!O$10+AD126*Networkdesign!O$11+AE126*Networkdesign!O$12)/1000","v":0},{"$f":"+(Z126*Network!G$76+AA126*Network!I$76+AB126*Network!J$76+AC126*Network!K$76+AD126*Network!L$76+AE126*Network!M$76)","v":0},0,0,0,0,0,0,0,0,0,0,0,0,0,0,0,0,0,0,{"$f":"IF(M126>1,0,BA$8*$W126+S126*Summary!J$391)","v":0},0,0,0,0,0,0,0,0,0,0,0,0,0,0,0,0,{"$f":"Summary!J$83*(+BA126)","v":0},0,0,{"$f":"+IF($M126=2,IF($O126<Summary!$F$383,Summary!$J$398*$L126,$BU$8*$W126),0)","v":0},0,0,0,0,0,0,0,0,{"$f":"+IF(M126=3,IF(O126<Summary!F$383,Summary!J$406*L126,CD$8*W126),0)","v":0},0,0,0,0,0,0,0,0,0,0,0,0,0,0,0,0,0,0,0,0,{"$f":"+IF(#REF!=0,0,(#REF!-#REF!)/#REF!)","v":{"$error":"#REF!"}}]
[22,{"$f":"+SettlementBcons!A83","v":0},{"$f":"+SettlementBcons!CC83","v":0},{"$f":"+SettlementBcons!BN83","v":0},{"$f":"+SettlementBcons!BC83","v":0},"",{"$f":"+SettlementBcons!BU83","v":0},{"$f":"+SettlementBcons!BW83/1000","v":0},0,"default",1,0,3,0,0,null,2000,0,0,0,0,0,0,{"$f":"IF(L127=0,\"\",VLOOKUP($R127/1000,Networkdesign!$R$4:$T$17,3))","v":""},{"$f":"IF(L127=0,0,VLOOKUP($S127/L127/1000,Networkdesign!$R$4:$U$17,4))","v":0},0,0,0,0,0,0,0,{"$f":"+(Z127*Networkdesign!O$6+AA127*Networkdesign!O$8+AB127*Networkdesign!O$9+AC127*Networkdesign!O$10+AD127*Networkdesign!O$11+AE127*Networkdesign!O$12)/1000","v":0},{"$f":"+(Z127*Network!G$76+AA127*Network!I$76+AB127*Network!J$76+AC127*Network!K$76+AD127*Network!L$76+AE127*Network!M$76)","v":0},0,0,0,0,0,0,0,0,0,0,0,0,0,0,0,0,0,0,{"$f":"IF(M127>1,0,BA$8*$W127+S127*Summary!J$391)","v":0},0,0,0,0,0,0,0,0,0,0,0,0,0,0,0,0,{"$f":"Summary!J$83*(+BA127)","v":0},0,0,{"$f":"+IF($M127=2,IF($O127<Summary!$F$383,Summary!$J$398*$L127,$BU$8*$W127),0)","v":0},0,0,0,0,0,0,0,0,{"$f":"+IF(M127=3,IF(O127<Summary!F$383,Summary!J$406*L127,CD$8*W127),0)","v":0},0,0,0,0,0,0,0,0,0,0,0,0,0,0,0,0,0,0,0,0,{"$f":"+IF(#REF!=0,0,(#REF!-#REF!)/#REF!)","v":{"$error":"#REF!"}}]
[23,{"$f":"+SettlementBcons!A84","v":0},{"$f":"+SettlementBcons!CC84","v":0},{"$f":"+SettlementBcons!BN84","v":0},{"$f":"+SettlementBcons!BC84","v":0},"",{"$f":"+SettlementBcons!BU84","v":0},{"$f":"+SettlementBcons!BW84/1000","v":0},0,"default",1,0,3,0,0,null,2000,0,0,0,0,0,0,{"$f":"IF(L128=0,\"\",VLOOKUP($R128/1000,Networkdesign!$R$4:$T$17,3))","v":""},{"$f":"IF(L128=0,0,VLOOKUP($S128/L128/1000,Networkdesign!$R$4:$U$17,4))","v":0},0,0,0,0,0,0,0,{"$f":"+(Z128*Networkdesign!O$6+AA128*Networkdesign!O$8+AB128*Networkdesign!O$9+AC128*Networkdesign!O$10+AD128*Networkdesign!O$11+AE128*Networkdesign!O$12)/1000","v":0},{"$f":"+(Z128*Network!G$76+AA128*Network!I$76+AB128*Network!J$76+AC128*Network!K$76+AD128*Network!L$76+AE128*Network!M$76)","v":0},0,0,0,0,0,0,0,0,0,0,0,0,0,0,0,0,0,0,{"$f":"IF(M128>1,0,BA$8*$W128+S128*Summary!J$391)","v":0},0,0,0,0,0,0,0,0,0,0,0,0,0,0,0,0,{"$f":"Summary!J$83*(+BA128)","v":0},0,0,{"$f":"+IF($M128=2,IF($O128<Summary!$F$383,Summary!$J$398*$L128,$BU$8*$W128),0)","v":0},0,0,0,0,0,0,0,0,{"$f":"+IF(M128=3,IF(O128<Summary!F$383,Summary!J$406*L128,CD$8*W128),0)","v":0},0,0,0,0,0,0,0,0,0,0,0,0,0,0,0,0,0,0,0,0,{"$f":"+IF(#REF!=0,0,(#REF!-#REF!)/#REF!)","v":{"$error":"#REF!"}}]
[24,{"$f":"+SettlementBcons!A85","v":0},{"$f":"+SettlementBcons!CC85","v":0},{"$f":"+SettlementBcons!BN85","v":0},{"$f":"+SettlementBcons!BC85","v":0},"",{"$f":"+SettlementBcons!BU85","v":0},{"$f":"+SettlementBcons!BW85/1000","v":0},0,"default",1,0,3,0,0,null,2000,0,0,0,0,0,0,{"$f":"IF(L129=0,\"\",VLOOKUP($R129/1000,Networkdesign!$R$4:$T$17,3))","v":""},{"$f":"IF(L129=0,0,VLOOKUP($S129/L129/1000,Networkdesign!$R$4:$U$17,4))","v":0},0,0,0,{"$f":"($Y129=AC$7)*AC$8*$L129","v":0},0,0,0,{"$f":"+(Z129*Networkdesign!O$6+AA129*Networkdesign!O$8+AB129*Networkdesign!O$9+AC129*Networkdesign!O$10+AD129*Networkdesign!O$11+AE129*Networkdesign!O$12)/1000","v":0},{"$f":"+(Z129*Network!G$76+AA129*Network!I$76+AB129*Network!J$76+AC129*Network!K$76+AD129*Network!L$76+AE129*Network!M$76)","v":0},0,0,0,0,0,0,0,0,0,0,0,0,0,0,0,0,0,0,{"$f":"IF(M129>1,0,BA$8*$W129+S129*Summary!J$391)","v":0},0,0,0,0,0,0,0,0,0,0,0,0,0,0,0,0,{"$f":"Summary!J$83*(+BA129)","v":0},0,0,{"$f":"+IF($M129=2,IF($O129<Summary!$F$383,Summary!$J$398*$L129,$BU$8*$W129),0)","v":0},0,0,0,0,0,0,0,0,{"$f":"+IF(M129=3,IF(O129<Summary!F$383,Summary!J$406*L129,CD$8*W129),0)","v":0},0,0,0,0,0,0,0,0,0,0,0,0,0,0,0,0,0,0,0,0,{"$f":"+IF(#REF!=0,0,(#REF!-#REF!)/#REF!)","v":{"$error":"#REF!"}}]
[25,{"$f":"+SettlementBcons!A86","v":0},{"$f":"+SettlementBcons!CC86","v":0},{"$f":"+SettlementBcons!BN86","v":0},{"$f":"+SettlementBcons!BC86","v":0},"",{"$f":"+SettlementBcons!BU86","v":0},{"$f":"+SettlementBcons!BW86/1000","v":0},0,"default",1,0,3,0,0,null,2000,0,0,0,0,0,0,{"$f":"IF(L130=0,\"\",VLOOKUP($R130/1000,Networkdesign!$R$4:$T$17,3))","v":""},{"$f":"IF(L130=0,0,VLOOKUP($S130/L130/1000,Networkdesign!$R$4:$U$17,4))","v":0},0,0,0,0,0,0,0,{"$f":"+(Z130*Networkdesign!O$6+AA130*Networkdesign!O$8+AB130*Networkdesign!O$9+AC130*Networkdesign!O$10+AD130*Networkdesign!O$11+AE130*Networkdesign!O$12)/1000","v":0},{"$f":"+(Z130*Network!G$76+AA130*Network!I$76+AB130*Network!J$76+AC130*Network!K$76+AD130*Network!L$76+AE130*Network!M$76)","v":0},0,0,0,0,0,0,0,0,0,0,0,0,0,0,0,0,0,0,{"$f":"IF(M130>1,0,BA$8*$W130+S130*Summary!J$391)","v":0},0,0,0,0,0,0,0,0,0,0,0,0,0,0,0,0,{"$f":"Summary!J$83*(+BA130)","v":0},0,0,{"$f":"+IF($M130=2,IF($O130<Summary!$F$383,Summary!$J$398*$L130,$BU$8*$W130),0)","v":0},0,0,0,0,0,0,0,0,{"$f":"+IF(M130=3,IF(O130<Summary!F$383,Summary!J$406*L130,CD$8*W130),0)","v":0},0,0,0,0,0,0,0,0,0,0,0,0,0,0,0,0,0,0,0,0,{"$f":"+IF(#REF!=0,0,(#REF!-#REF!)/#REF!)","v":{"$error":"#REF!"}}]
[26,{"$f":"+SettlementBcons!A87","v":0},{"$f":"+SettlementBcons!CC87","v":0},{"$f":"+SettlementBcons!BN87","v":0},{"$f":"+SettlementBcons!BC87","v":0},"",{"$f":"+SettlementBcons!BU87","v":0},{"$f":"+SettlementBcons!BW87/1000","v":0},0,"default",1,0,3,0,0,null,2000,0,0,0,0,0,0,{"$f":"IF(L131=0,\"\",VLOOKUP($R131/1000,Networkdesign!$R$4:$T$17,3))","v":""},{"$f":"IF(L131=0,0,VLOOKUP($S131/L131/1000,Networkdesign!$R$4:$U$17,4))","v":0},0,0,0,0,0,0,0,{"$f":"+(Z131*Networkdesign!O$6+AA131*Networkdesign!O$8+AB131*Networkdesign!O$9+AC131*Networkdesign!O$10+AD131*Networkdesign!O$11+AE131*Networkdesign!O$12)/1000","v":0},{"$f":"+(Z131*Network!G$76+AA131*Network!I$76+AB131*Network!J$76+AC131*Network!K$76+AD131*Network!L$76+AE131*Network!M$76)","v":0},0,0,0,0,0,0,0,0,0,0,0,0,0,0,0,0,0,0,{"$f":"IF(M131>1,0,BA$8*$W131+S131*Summary!J$391)","v":0},0,0,0,0,0,0,0,0,0,0,0,0,0,0,0,0,{"$f":"Summary!J$83*(+BA131)","v":0},0,0,{"$f":"+IF($M131=2,IF($O131<Summary!$F$383,Summary!$J$398*$L131,$BU$8*$W131),0)","v":0},0,0,0,0,0,0,0,0,{"$f":"+IF(M131=3,IF(O131<Summary!F$383,Summary!J$406*L131,CD$8*W131),0)","v":0},0,0,0,0,0,0,0,0,0,0,0,0,0,0,0,0,0,0,0,0,{"$f":"+IF(#REF!=0,0,(#REF!-#REF!)/#REF!)","v":{"$error":"#REF!"}}]
[27,{"$f":"+SettlementBcons!A88","v":0},{"$f":"+SettlementBcons!CC88","v":0},{"$f":"+SettlementBcons!BN88","v":0},{"$f":"+SettlementBcons!BC88","v":0},"",{"$f":"+SettlementBcons!BU88","v":0},{"$f":"+SettlementBcons!BW88/1000","v":0},0,"default",1,0,3,0,0,null,2000,0,0,0,0,0,0,{"$f":"IF(L132=0,\"\",VLOOKUP($R132/1000,Networkdesign!$R$4:$T$17,3))","v":""},{"$f":"IF(L132=0,0,VLOOKUP($S132/L132/1000,Networkdesign!$R$4:$U$17,4))","v":0},0,0,0,0,0,0,0,{"$f":"+(Z132*Networkdesign!O$6+AA132*Networkdesign!O$8+AB132*Networkdesign!O$9+AC132*Networkdesign!O$10+AD132*Networkdesign!O$11+AE132*Networkdesign!O$12)/1000","v":0},{"$f":"+(Z132*Network!G$76+AA132*Network!I$76+AB132*Network!J$76+AC132*Network!K$76+AD132*Network!L$76+AE132*Network!M$76)","v":0},0,0,0,0,0,0,0,0,0,0,0,0,0,0,0,0,0,0,{"$f":"IF(M132>1,0,BA$8*$W132+S132*Summary!J$391)","v":0},0,0,0,0,0,0,0,0,0,0,0,0,0,0,0,0,{"$f":"Summary!J$83*(+BA132)","v":0},0,0,{"$f":"+IF($M132=2,IF($O132<Summary!$F$383,Summary!$J$398*$L132,$BU$8*$W132),0)","v":0},0,0,0,0,0,0,0,0,{"$f":"+IF(M132=3,IF(O132<Summary!F$383,Summary!J$406*L132,CD$8*W132),0)","v":0},0,0,0,0,0,0,0,0,0,0,0,0,0,0,0,0,0,0,0,0,{"$f":"+IF(#REF!=0,0,(#REF!-#REF!)/#REF!)","v":{"$error":"#REF!"}}]
[28,{"$f":"+SettlementBcons!A89","v":0},{"$f":"+SettlementBcons!CC89","v":0},{"$f":"+SettlementBcons!BN89","v":0},{"$f":"+SettlementBcons!BC89","v":0},"",{"$f":"+SettlementBcons!BU89","v":0},{"$f":"+SettlementBcons!BW89/1000","v":0},0,"default",1,0,3,0,0,null,2000,0,0,0,0,0,0,{"$f":"IF(L133=0,\"\",VLOOKUP($R133/1000,Networkdesign!$R$4:$T$17,3))","v":""},{"$f":"IF(L133=0,0,VLOOKUP($S133/L133/1000,Networkdesign!$R$4:$U$17,4))","v":0},0,0,0,0,0,0,0,{"$f":"+(Z133*Networkdesign!O$6+AA133*Networkdesign!O$8+AB133*Networkdesign!O$9+AC133*Networkdesign!O$10+AD133*Networkdesign!O$11+AE133*Networkdesign!O$12)/1000","v":0},{"$f":"+(Z133*Network!G$76+AA133*Network!I$76+AB133*Network!J$76+AC133*Network!K$76+AD133*Network!L$76+AE133*Network!M$76)","v":0},0,0,0,0,0,0,0,0,0,0,0,0,0,0,0,0,0,0,{"$f":"IF(M133>1,0,BA$8*$W133+S133*Summary!J$391)","v":0},0,0,0,0,0,0,0,0,0,0,0,0,0,0,0,0,{"$f":"Summary!J$83*(+BA133)","v":0},0,0,{"$f":"+IF($M133=2,IF($O133<Summary!$F$383,Summary!$J$398*$L133,$BU$8*$W133),0)","v":0},0,0,0,0,0,0,0,0,{"$f":"+IF(M133=3,IF(O133<Summary!F$383,Summary!J$406*L133,CD$8*W133),0)","v":0},0,0,0,0,0,0,0,0,0,0,0,0,0,0,0,0,0,0,0,0,{"$f":"+IF(#REF!=0,0,(#REF!-#REF!)/#REF!)","v":{"$error":"#REF!"}}]
[29,{"$f":"+SettlementBcons!A90","v":0},{"$f":"+SettlementBcons!CC90","v":0},{"$f":"+SettlementBcons!BN90","v":0},{"$f":"+SettlementBcons!BC90","v":0},"",{"$f":"+SettlementBcons!BU90","v":0},{"$f":"+SettlementBcons!BW90/1000","v":0},0,"default",1,0,3,0,0,null,2000,0,0,0,0,0,0,{"$f":"IF(L134=0,\"\",VLOOKUP($R134/1000,Networkdesign!$R$4:$T$17,3))","v":""},{"$f":"IF(L134=0,0,VLOOKUP($S134/L134/1000,Networkdesign!$R$4:$U$17,4))","v":0},0,0,0,0,0,0,0,{"$f":"+(Z134*Networkdesign!O$6+AA134*Networkdesign!O$8+AB134*Networkdesign!O$9+AC134*Networkdesign!O$10+AD134*Networkdesign!O$11+AE134*Networkdesign!O$12)/1000","v":0},{"$f":"+(Z134*Network!G$76+AA134*Network!I$76+AB134*Network!J$76+AC134*Network!K$76+AD134*Network!L$76+AE134*Network!M$76)","v":0},0,0,0,0,0,0,0,0,0,0,0,0,0,0,0,0,0,0,{"$f":"IF(M134>1,0,BA$8*$W134+S134*Summary!J$391)","v":0},0,0,0,0,0,0,0,0,0,0,0,0,0,0,0,0,{"$f":"Summary!J$83*(+BA134)","v":0},0,0,{"$f":"+IF($M134=2,IF($O134<Summary!$F$383,Summary!$J$398*$L134,$BU$8*$W134),0)","v":0},0,0,0,0,0,0,0,0,{"$f":"+IF(M134=3,IF(O134<Summary!F$383,Summary!J$406*L134,CD$8*W134),0)","v":0},0,0,0,0,0,0,0,0,0,0,0,0,0,0,0,0,0,0,0,0,{"$f":"+IF(#REF!=0,0,(#REF!-#REF!)/#REF!)","v":{"$error":"#REF!"}}]
[30,{"$f":"+SettlementBcons!A91","v":0},{"$f":"+SettlementBcons!CC91","v":0},{"$f":"+SettlementBcons!BN91","v":0},{"$f":"+SettlementBcons!BC91","v":0},"",{"$f":"+SettlementBcons!BU91","v":0},{"$f":"+SettlementBcons!BW91/1000","v":0},0,"default",1,0,3,0,0,null,2000,0,0,0,0,0,0,{"$f":"IF(L135=0,\"\",VLOOKUP($R135/1000,Networkdesign!$R$4:$T$17,3))","v":""},{"$f":"IF(L135=0,0,VLOOKUP($S135/L135/1000,Networkdesign!$R$4:$U$17,4))","v":0},0,0,0,0,0,0,0,{"$f":"+(Z135*Networkdesign!O$6+AA135*Networkdesign!O$8+AB135*Networkdesign!O$9+AC135*Networkdesign!O$10+AD135*Networkdesign!O$11+AE135*Networkdesign!O$12)/1000","v":0},{"$f":"+(Z135*Network!G$76+AA135*Network!I$76+AB135*Network!J$76+AC135*Network!K$76+AD135*Network!L$76+AE135*Network!M$76)","v":0},0,0,0,0,0,0,0,0,0,0,0,0,0,0,0,0,0,0,{"$f":"IF(M135>1,0,BA$8*$W135+S135*Summary!J$391)","v":0},0,0,0,0,0,0,0,0,0,0,0,0,0,0,0,0,{"$f":"Summary!J$83*(+BA135)","v":0},0,0,{"$f":"+IF($M135=2,IF($O135<Summary!$F$383,Summary!$J$398*$L135,$BU$8*$W135),0)","v":0},0,0,0,0,0,0,0,0,{"$f":"+IF(M135=3,IF(O135<Summary!F$383,Summary!J$406*L135,CD$8*W135),0)","v":0},0,0,0,0,0,0,0,0,0,0,0,0,0,0,0,0,0,0,0,0,{"$f":"+IF(#REF!=0,0,(#REF!-#REF!)/#REF!)","v":{"$error":"#REF!"}}]
[31,{"$f":"+SettlementBcons!A92","v":0},{"$f":"+SettlementBcons!CC92","v":0},{"$f":"+SettlementBcons!BN92","v":0},{"$f":"+SettlementBcons!BC92","v":0},"",{"$f":"+SettlementBcons!BU92","v":0},{"$f":"+SettlementBcons!BW92/1000","v":0},0,"default",1,0,3,0,0,null,2000,0,0,0,0,0,0,{"$f":"IF(L136=0,\"\",VLOOKUP($R136/1000,Networkdesign!$R$4:$T$17,3))","v":""},{"$f":"IF(L136=0,0,VLOOKUP($S136/L136/1000,Networkdesign!$R$4:$U$17,4))","v":0},0,0,0,0,0,0,0,{"$f":"+(Z136*Networkdesign!O$6+AA136*Networkdesign!O$8+AB136*Networkdesign!O$9+AC136*Networkdesign!O$10+AD136*Networkdesign!O$11+AE136*Networkdesign!O$12)/1000","v":0},{"$f":"+(Z136*Network!G$76+AA136*Network!I$76+AB136*Network!J$76+AC136*Network!K$76+AD136*Network!L$76+AE136*Network!M$76)","v":0},0,0,0,0,0,0,0,0,0,0,0,0,0,0,0,0,0,0,{"$f":"IF(M136>1,0,BA$8*$W136+S136*Summary!J$391)","v":0},0,0,0,0,0,0,0,0,0,0,0,0,0,0,0,0,{"$f":"Summary!J$83*(+BA136)","v":0},0,0,{"$f":"+IF($M136=2,IF($O136<Summary!$F$383,Summary!$J$398*$L136,$BU$8*$W136),0)","v":0},0,0,0,0,0,0,0,0,{"$f":"+IF(M136=3,IF(O136<Summary!F$383,Summary!J$406*L136,CD$8*W136),0)","v":0},0,0,0,0,0,0,0,0,0,0,0,0,0,0,0,0,0,0,0,0,{"$f":"+IF(#REF!=0,0,(#REF!-#REF!)/#REF!)","v":{"$error":"#REF!"}}]
[32,{"$f":"+SettlementBcons!A93","v":0},{"$f":"+SettlementBcons!CC93","v":0},{"$f":"+SettlementBcons!BN93","v":0},{"$f":"+SettlementBcons!BC93","v":0},"",{"$f":"+SettlementBcons!BU93","v":0},{"$f":"+SettlementBcons!BW93/1000","v":0},0,"default",1,0,3,0,0,null,2000,0,0,0,0,0,0,{"$f":"IF(L137=0,\"\",VLOOKUP($R137/1000,Networkdesign!$R$4:$T$17,3))","v":""},{"$f":"IF(L137=0,0,VLOOKUP($S137/L137/1000,Networkdesign!$R$4:$U$17,4))","v":0},0,0,0,0,0,0,0,{"$f":"+(Z137*Networkdesign!O$6+AA137*Networkdesign!O$8+AB137*Networkdesign!O$9+AC137*Networkdesign!O$10+AD137*Networkdesign!O$11+AE137*Networkdesign!O$12)/1000","v":0},{"$f":"+(Z137*Network!G$76+AA137*Network!I$76+AB137*Network!J$76+AC137*Network!K$76+AD137*Network!L$76+AE137*Network!M$76)","v":0},0,0,0,0,0,0,0,0,0,0,0,0,0,0,0,0,0,0,{"$f":"IF(M137>1,0,BA$8*$W137+S137*Summary!J$391)","v":0},0,0,0,0,0,0,0,0,0,0,0,0,0,0,0,0,{"$f":"Summary!J$83*(+BA137)","v":0},0,0,{"$f":"+IF($M137=2,IF($O137<Summary!$F$383,Summary!$J$398*$L137,$BU$8*$W137),0)","v":0},0,0,0,0,0,0,0,0,{"$f":"+IF(M137=3,IF(O137<Summary!F$383,Summary!J$406*L137,CD$8*W137),0)","v":0},0,0,0,0,0,0,0,0,0,0,0,0,0,0,0,0,0,0,0,0,{"$f":"+IF(#REF!=0,0,(#REF!-#REF!)/#REF!)","v":{"$error":"#REF!"}}]
[33,{"$f":"+SettlementBcons!A94","v":0},{"$f":"+SettlementBcons!CC94","v":0},{"$f":"+SettlementBcons!BN94","v":0},{"$f":"+SettlementBcons!BC94","v":0},"",{"$f":"+SettlementBcons!BU94","v":0},{"$f":"+SettlementBcons!BW94/1000","v":0},0,"default",1,0,3,0,0,null,2000,0,0,0,0,0,0,{"$f":"IF(L138=0,\"\",VLOOKUP($R138/1000,Networkdesign!$R$4:$T$17,3))","v":""},{"$f":"IF(L138=0,0,VLOOKUP($S138/L138/1000,Networkdesign!$R$4:$U$17,4))","v":0},0,0,0,0,0,0,0,{"$f":"+(Z138*Networkdesign!O$6+AA138*Networkdesign!O$8+AB138*Networkdesign!O$9+AC138*Networkdesign!O$10+AD138*Networkdesign!O$11+AE138*Networkdesign!O$12)/1000","v":0},{"$f":"+(Z138*Network!G$76+AA138*Network!I$76+AB138*Network!J$76+AC138*Network!K$76+AD138*Network!L$76+AE138*Network!M$76)","v":0},0,0,0,0,0,0,0,0,0,0,0,0,0,0,0,0,0,0,{"$f":"IF(M138>1,0,BA$8*$W138+S138*Summary!J$391)","v":0},0,0,0,0,0,0,0,0,0,0,0,0,0,0,0,0,{"$f":"Summary!J$83*(+BA138)","v":0},0,0,{"$f":"+IF($M138=2,IF($O138<Summary!$F$383,Summary!$J$398*$L138,$BU$8*$W138),0)","v":0},0,0,0,0,0,0,0,0,{"$f":"+IF(M138=3,IF(O138<Summary!F$383,Summary!J$406*L138,CD$8*W138),0)","v":0},0,0,0,0,0,0,0,0,0,0,0,0,0,0,0,0,0,0,0,0,{"$f":"+IF(#REF!=0,0,(#REF!-#REF!)/#REF!)","v":{"$error":"#REF!"}}]
[34,{"$f":"+SettlementBcons!A95","v":0},{"$f":"+SettlementBcons!CC95","v":0},{"$f":"+SettlementBcons!BN95","v":0},{"$f":"+SettlementBcons!BC95","v":0},"",{"$f":"+SettlementBcons!BU95","v":0},{"$f":"+SettlementBcons!BW95/1000","v":0},0,"default",1,0,3,0,0,null,2000,0,0,0,0,0,0,{"$f":"IF(L139=0,\"\",VLOOKUP($R139/1000,Networkdesign!$R$4:$T$17,3))","v":""},{"$f":"IF(L139=0,0,VLOOKUP($S139/L139/1000,Networkdesign!$R$4:$U$17,4))","v":0},0,0,0,0,0,0,0,{"$f":"+(Z139*Networkdesign!O$6+AA139*Networkdesign!O$8+AB139*Networkdesign!O$9+AC139*Networkdesign!O$10+AD139*Networkdesign!O$11+AE139*Networkdesign!O$12)/1000","v":0},{"$f":"+(Z139*Network!G$76+AA139*Network!I$76+AB139*Network!J$76+AC139*Network!K$76+AD139*Network!L$76+AE139*Network!M$76)","v":0},0,0,0,0,0,0,0,0,0,0,0,0,0,0,0,0,0,0,{"$f":"IF(M139>1,0,BA$8*$W139+S139*Summary!J$391)","v":0},0,0,0,0,0,0,0,0,0,0,0,0,0,0,0,0,{"$f":"Summary!J$83*(+BA139)","v":0},0,0,{"$f":"+IF($M139=2,IF($O139<Summary!$F$383,Summary!$J$398*$L139,$BU$8*$W139),0)","v":0},0,0,0,0,0,0,0,0,{"$f":"+IF(M139=3,IF(O139<Summary!F$383,Summary!J$406*L139,CD$8*W139),0)","v":0},0,0,0,0,0,0,0,0,0,0,0,0,0,0,0,0,0,0,0,0,{"$f":"+IF(#REF!=0,0,(#REF!-#REF!)/#REF!)","v":{"$error":"#REF!"}}]
[35,{"$f":"+SettlementBcons!A96","v":0},{"$f":"+SettlementBcons!CC96","v":0},{"$f":"+SettlementBcons!BN96","v":0},{"$f":"+SettlementBcons!BC96","v":0},"",{"$f":"+SettlementBcons!BU96","v":0},{"$f":"+SettlementBcons!BW96/1000","v":0},0,"default",1,0,3,0,0,null,2000,0,0,0,0,0,0,{"$f":"IF(L140=0,\"\",VLOOKUP($R140/1000,Networkdesign!$R$4:$T$17,3))","v":""},{"$f":"IF(L140=0,0,VLOOKUP($S140/L140/1000,Networkdesign!$R$4:$U$17,4))","v":0},0,0,0,0,0,0,0,{"$f":"+(Z140*Networkdesign!O$6+AA140*Networkdesign!O$8+AB140*Networkdesign!O$9+AC140*Networkdesign!O$10+AD140*Networkdesign!O$11+AE140*Networkdesign!O$12)/1000","v":0},{"$f":"+(Z140*Network!G$76+AA140*Network!I$76+AB140*Network!J$76+AC140*Network!K$76+AD140*Network!L$76+AE140*Network!M$76)","v":0},0,0,0,0,0,0,0,0,0,0,0,0,0,0,0,0,0,0,{"$f":"IF(M140>1,0,BA$8*$W140+S140*Summary!J$391)","v":0},0,0,0,0,0,0,0,0,0,0,0,0,0,0,0,0,{"$f":"Summary!J$83*(+BA140)","v":0},0,0,{"$f":"+IF($M140=2,IF($O140<Summary!$F$383,Summary!$J$398*$L140,$BU$8*$W140),0)","v":0},0,0,0,0,0,0,0,0,{"$f":"+IF(M140=3,IF(O140<Summary!F$383,Summary!J$406*L140,CD$8*W140),0)","v":0},0,0,0,0,0,0,0,0,0,0,0,0,0,0,0,0,0,0,0,0,{"$f":"+IF(#REF!=0,0,(#REF!-#REF!)/#REF!)","v":{"$error":"#REF!"}}]
[36,{"$f":"+SettlementBcons!A97","v":0},{"$f":"+SettlementBcons!CC97","v":0},{"$f":"+SettlementBcons!BN97","v":0},{"$f":"+SettlementBcons!BC97","v":0},"",{"$f":"+SettlementBcons!BU97","v":0},{"$f":"+SettlementBcons!BW97/1000","v":0},0,"default",1,0,3,0,0,null,2000,0,0,0,0,0,0,{"$f":"IF(L141=0,\"\",VLOOKUP($R141/1000,Networkdesign!$R$4:$T$17,3))","v":""},{"$f":"IF(L141=0,0,VLOOKUP($S141/L141/1000,Networkdesign!$R$4:$U$17,4))","v":0},0,0,0,0,0,0,0,{"$f":"+(Z141*Networkdesign!O$6+AA141*Networkdesign!O$8+AB141*Networkdesign!O$9+AC141*Networkdesign!O$10+AD141*Networkdesign!O$11+AE141*Networkdesign!O$12)/1000","v":0},{"$f":"+(Z141*Network!G$76+AA141*Network!I$76+AB141*Network!J$76+AC141*Network!K$76+AD141*Network!L$76+AE141*Network!M$76)","v":0},0,0,0,0,0,0,0,0,0,0,0,0,0,0,0,0,0,0,{"$f":"IF(M141>1,0,BA$8*$W141+S141*Summary!J$391)","v":0},0,0,0,0,0,0,0,0,0,0,0,0,0,0,0,0,{"$f":"Summary!J$83*(+BA141)","v":0},0,0,{"$f":"+IF($M141=2,IF($O141<Summary!$F$383,Summary!$J$398*$L141,$BU$8*$W141),0)","v":0},0,0,0,0,0,0,0,0,{"$f":"+IF(M141=3,IF(O141<Summary!F$383,Summary!J$406*L141,CD$8*W141),0)","v":0},0,0,0,0,0,0,0,0,0,0,0,0,0,0,0,0,0,0,0,0,{"$f":"+IF(#REF!=0,0,(#REF!-#REF!)/#REF!)","v":{"$error":"#REF!"}}]
[37,{"$f":"+SettlementBcons!A98","v":0},{"$f":"+SettlementBcons!CC98","v":0},{"$f":"+SettlementBcons!BN98","v":0},{"$f":"+SettlementBcons!BC98","v":0},"",{"$f":"+SettlementBcons!BU98","v":0},{"$f":"+SettlementBcons!BW98/1000","v":0},0,"default",1,0,3,0,0,null,2000,0,0,0,0,0,0,{"$f":"IF(L142=0,\"\",VLOOKUP($R142/1000,Networkdesign!$R$4:$T$17,3))","v":""},{"$f":"IF(L142=0,0,VLOOKUP($S142/L142/1000,Networkdesign!$R$4:$U$17,4))","v":0},0,0,0,0,0,0,0,{"$f":"+(Z142*Networkdesign!O$6+AA142*Networkdesign!O$8+AB142*Networkdesign!O$9+AC142*Networkdesign!O$10+AD142*Networkdesign!O$11+AE142*Networkdesign!O$12)/1000","v":0},{"$f":"+(Z142*Network!G$76+AA142*Network!I$76+AB142*Network!J$76+AC142*Network!K$76+AD142*Network!L$76+AE142*Network!M$76)","v":0},0,0,0,0,0,0,0,0,0,0,0,0,0,0,0,0,0,0,{"$f":"IF(M142>1,0,BA$8*$W142+S142*Summary!J$391)","v":0},0,0,0,0,0,0,0,0,0,0,0,0,0,0,0,0,{"$f":"Summary!J$83*(+BA142)","v":0},0,0,{"$f":"+IF($M142=2,IF($O142<Summary!$F$383,Summary!$J$398*$L142,$BU$8*$W142),0)","v":0},0,0,0,0,0,0,0,0,{"$f":"+IF(M142=3,IF(O142<Summary!F$383,Summary!J$406*L142,CD$8*W142),0)","v":0},0,0,0,0,0,0,0,0,0,0,0,0,0,0,0,0,0,0,0,0,{"$f":"+IF(#REF!=0,0,(#REF!-#REF!)/#REF!)","v":{"$error":"#REF!"}}]
[38,{"$f":"+SettlementBcons!A99","v":0},{"$f":"+SettlementBcons!CC99","v":0},{"$f":"+SettlementBcons!BN99","v":0},{"$f":"+SettlementBcons!BC99","v":0},"",{"$f":"+SettlementBcons!BU99","v":0},{"$f":"+SettlementBcons!BW99/1000","v":0},0,"default",1,0,3,0,0,null,2000,0,0,0,0,0,0,{"$f":"IF(L143=0,\"\",VLOOKUP($R143/1000,Networkdesign!$R$4:$T$17,3))","v":""},{"$f":"IF(L143=0,0,VLOOKUP($S143/L143/1000,Networkdesign!$R$4:$U$17,4))","v":0},0,0,0,0,0,0,0,{"$f":"+(Z143*Networkdesign!O$6+AA143*Networkdesign!O$8+AB143*Networkdesign!O$9+AC143*Networkdesign!O$10+AD143*Networkdesign!O$11+AE143*Networkdesign!O$12)/1000","v":0},{"$f":"+(Z143*Network!G$76+AA143*Network!I$76+AB143*Network!J$76+AC143*Network!K$76+AD143*Network!L$76+AE143*Network!M$76)","v":0},0,0,0,0,0,0,0,0,0,0,0,0,0,0,0,0,0,0,{"$f":"IF(M143>1,0,BA$8*$W143+S143*Summary!J$391)","v":0},0,0,0,0,0,0,0,0,0,0,0,0,0,0,0,0,{"$f":"Summary!J$83*(+BA143)","v":0},0,0,{"$f":"+IF($M143=2,IF($O143<Summary!$F$383,Summary!$J$398*$L143,$BU$8*$W143),0)","v":0},0,0,0,0,0,0,0,0,{"$f":"+IF(M143=3,IF(O143<Summary!F$383,Summary!J$406*L143,CD$8*W143),0)","v":0},0,0,0,0,0,0,0,0,0,0,0,0,0,0,0,0,0,0,0,0,{"$f":"+IF(#REF!=0,0,(#REF!-#REF!)/#REF!)","v":{"$error":"#REF!"}}]
[39,{"$f":"+SettlementBcons!A100","v":0},{"$f":"+SettlementBcons!CC100","v":0},{"$f":"+SettlementBcons!BN100","v":0},{"$f":"+SettlementBcons!BC100","v":0},"",{"$f":"+SettlementBcons!BU100","v":0},{"$f":"+SettlementBcons!BW100/1000","v":0},0,"default",1,0,3,0,0,null,2000,0,0,0,0,0,0,{"$f":"IF(L144=0,\"\",VLOOKUP($R144/1000,Networkdesign!$R$4:$T$17,3))","v":""},{"$f":"IF(L144=0,0,VLOOKUP($S144/L144/1000,Networkdesign!$R$4:$U$17,4))","v":0},0,0,0,0,0,0,0,{"$f":"+(Z144*Networkdesign!O$6+AA144*Networkdesign!O$8+AB144*Networkdesign!O$9+AC144*Networkdesign!O$10+AD144*Networkdesign!O$11+AE144*Networkdesign!O$12)/1000","v":0},{"$f":"+(Z144*Network!G$76+AA144*Network!I$76+AB144*Network!J$76+AC144*Network!K$76+AD144*Network!L$76+AE144*Network!M$76)","v":0},0,0,0,0,0,0,0,0,0,0,0,0,0,0,0,0,0,0,{"$f":"IF(M144>1,0,BA$8*$W144+S144*Summary!J$391)","v":0},0,0,0,0,0,0,0,0,0,0,0,0,0,0,0,0,{"$f":"Summary!J$83*(+BA144)","v":0},0,0,{"$f":"+IF($M144=2,IF($O144<Summary!$F$383,Summary!$J$398*$L144,$BU$8*$W144),0)","v":0},0,0,0,0,0,0,0,0,{"$f":"+IF(M144=3,IF(O144<Summary!F$383,Summary!J$406*L144,CD$8*W144),0)","v":0},0,0,0,0,0,0,0,0,0,0,0,0,0,0,0,0,0,0,0,0,{"$f":"+IF(#REF!=0,0,(#REF!-#REF!)/#REF!)","v":{"$error":"#REF!"}}]
[40,{"$f":"+SettlementBcons!A101","v":0},{"$f":"+SettlementBcons!CC101","v":0},{"$f":"+SettlementBcons!BN101","v":0},{"$f":"+SettlementBcons!BC101","v":0},"",{"$f":"+SettlementBcons!BU101","v":0},{"$f":"+SettlementBcons!BW101/1000","v":0},0,"default",1,0,3,0,0,null,2000,0,0,0,0,0,0,{"$f":"IF(L145=0,\"\",VLOOKUP($R145/1000,Networkdesign!$R$4:$T$17,3))","v":""},{"$f":"IF(L145=0,0,VLOOKUP($S145/L145/1000,Networkdesign!$R$4:$U$17,4))","v":0},0,0,0,0,0,0,0,{"$f":"+(Z145*Networkdesign!O$6+AA145*Networkdesign!O$8+AB145*Networkdesign!O$9+AC145*Networkdesign!O$10+AD145*Networkdesign!O$11+AE145*Networkdesign!O$12)/1000","v":0},{"$f":"+(Z145*Network!G$76+AA145*Network!I$76+AB145*Network!J$76+AC145*Network!K$76+AD145*Network!L$76+AE145*Network!M$76)","v":0},0,0,0,0,0,0,0,0,0,0,0,0,0,0,0,0,0,0,{"$f":"IF(M145>1,0,BA$8*$W145+S145*Summary!J$391)","v":0},0,0,0,0,0,0,0,0,0,0,0,0,0,0,0,0,{"$f":"Summary!J$83*(+BA145)","v":0},0,0,{"$f":"+IF($M145=2,IF($O145<Summary!$F$383,Summary!$J$398*$L145,$BU$8*$W145),0)","v":0},0,0,0,0,0,0,0,0,{"$f":"+IF(M145=3,IF(O145<Summary!F$383,Summary!J$406*L145,CD$8*W145),0)","v":0},0,0,0,0,0,0,0,0,0,0,0,0,0,0,0,0,0,0,0,0,{"$f":"+IF(#REF!=0,0,(#REF!-#REF!)/#REF!)","v":{"$error":"#REF!"}}]
[41,{"$f":"+SettlementBcons!A102","v":0},{"$f":"+SettlementBcons!CC102","v":0},{"$f":"+SettlementBcons!BN102","v":0},{"$f":"+SettlementBcons!BC102","v":0},"",{"$f":"+SettlementBcons!BU102","v":0},{"$f":"+SettlementBcons!BW102/1000","v":0},0,"default",1,0,3,0,0,null,2000,0,0,0,0,0,0,{"$f":"IF(L146=0,\"\",VLOOKUP($R146/1000,Networkdesign!$R$4:$T$17,3))","v":""},{"$f":"IF(L146=0,0,VLOOKUP($S146/L146/1000,Networkdesign!$R$4:$U$17,4))","v":0},0,0,0,0,0,0,0,{"$f":"+(Z146*Networkdesign!O$6+AA146*Networkdesign!O$8+AB146*Networkdesign!O$9+AC146*Networkdesign!O$10+AD146*Networkdesign!O$11+AE146*Networkdesign!O$12)/1000","v":0},{"$f":"+(Z146*Network!G$76+AA146*Network!I$76+AB146*Network!J$76+AC146*Network!K$76+AD146*Network!L$76+AE146*Network!M$76)","v":0},0,0,0,0,0,0,0,0,0,0,0,0,0,0,0,0,0,0,{"$f":"IF(M146>1,0,BA$8*$W146+S146*Summary!J$391)","v":0},0,0,0,0,0,0,0,0,0,0,0,0,0,0,0,0,{"$f":"Summary!J$83*(+BA146)","v":0},0,0,{"$f":"+IF($M146=2,IF($O146<Summary!$F$383,Summary!$J$398*$L146,$BU$8*$W146),0)","v":0},0,0,0,0,0,0,0,0,{"$f":"+IF(M146=3,IF(O146<Summary!F$383,Summary!J$406*L146,CD$8*W146),0)","v":0},0,0,0,0,0,0,0,0,0,0,0,0,0,0,0,0,0,0,0,0,{"$f":"+IF(#REF!=0,0,(#REF!-#REF!)/#REF!)","v":{"$error":"#REF!"}}]
[42,{"$f":"+SettlementBcons!A103","v":0},{"$f":"+SettlementBcons!CC103","v":0},{"$f":"+SettlementBcons!BN103","v":0},{"$f":"+SettlementBcons!BC103","v":0},"",{"$f":"+SettlementBcons!BU103","v":0},{"$f":"+SettlementBcons!BW103/1000","v":0},0,"default",1,0,3,0,0,null,2000,0,0,0,0,0,0,{"$f":"IF(L147=0,\"\",VLOOKUP($R147/1000,Networkdesign!$R$4:$T$17,3))","v":""},{"$f":"IF(L147=0,0,VLOOKUP($S147/L147/1000,Networkdesign!$R$4:$U$17,4))","v":0},0,0,0,0,0,0,0,{"$f":"+(Z147*Networkdesign!O$6+AA147*Networkdesign!O$8+AB147*Networkdesign!O$9+AC147*Networkdesign!O$10+AD147*Networkdesign!O$11+AE147*Networkdesign!O$12)/1000","v":0},{"$f":"+(Z147*Network!G$76+AA147*Network!I$76+AB147*Network!J$76+AC147*Network!K$76+AD147*Network!L$76+AE147*Network!M$76)","v":0},0,0,0,0,0,0,0,0,0,0,0,0,0,0,0,0,0,0,{"$f":"IF(M147>1,0,BA$8*$W147+S147*Summary!J$391)","v":0},0,0,0,0,0,0,0,0,0,0,0,0,0,0,0,0,{"$f":"Summary!J$83*(+BA147)","v":0},0,0,{"$f":"+IF($M147=2,IF($O147<Summary!$F$383,Summary!$J$398*$L147,$BU$8*$W147),0)","v":0},0,0,0,0,0,0,0,0,{"$f":"+IF(M147=3,IF(O147<Summary!F$383,Summary!J$406*L147,CD$8*W147),0)","v":0},0,0,0,0,0,0,0,0,0,0,0,0,0,0,0,0,0,0,0,0,{"$f":"+IF(#REF!=0,0,(#REF!-#REF!)/#REF!)","v":{"$error":"#REF!"}}]
[43,{"$f":"+SettlementBcons!A104","v":0},{"$f":"+SettlementBcons!CC104","v":0},{"$f":"+SettlementBcons!BN104","v":0},{"$f":"+SettlementBcons!BC104","v":0},"",{"$f":"+SettlementBcons!BU104","v":0},{"$f":"+SettlementBcons!BW104/1000","v":0},0,"default",1,0,3,0,0,null,2000,0,0,0,0,0,0,{"$f":"IF(L148=0,\"\",VLOOKUP($R148/1000,Networkdesign!$R$4:$T$17,3))","v":""},{"$f":"IF(L148=0,0,VLOOKUP($S148/L148/1000,Networkdesign!$R$4:$U$17,4))","v":0},0,0,0,0,0,0,0,{"$f":"+(Z148*Networkdesign!O$6+AA148*Networkdesign!O$8+AB148*Networkdesign!O$9+AC148*Networkdesign!O$10+AD148*Networkdesign!O$11+AE148*Networkdesign!O$12)/1000","v":0},{"$f":"+(Z148*Network!G$76+AA148*Network!I$76+AB148*Network!J$76+AC148*Network!K$76+AD148*Network!L$76+AE148*Network!M$76)","v":0},0,0,0,0,0,0,0,0,0,0,0,0,0,0,0,0,0,0,{"$f":"IF(M148>1,0,BA$8*$W148+S148*Summary!J$391)","v":0},0,0,0,0,0,0,0,0,0,0,0,0,0,0,0,0,{"$f":"Summary!J$83*(+BA148)","v":0},0,0,{"$f":"+IF($M148=2,IF($O148<Summary!$F$383,Summary!$J$398*$L148,$BU$8*$W148),0)","v":0},0,0,0,0,0,0,0,0,{"$f":"+IF(M148=3,IF(O148<Summary!F$383,Summary!J$406*L148,CD$8*W148),0)","v":0},0,0,0,0,0,0,0,0,0,0,0,0,0,0,0,0,0,0,0,0,{"$f":"+IF(#REF!=0,0,(#REF!-#REF!)/#REF!)","v":{"$error":"#REF!"}}]
[44,{"$f":"+SettlementBcons!A105","v":0},{"$f":"+SettlementBcons!CC105","v":0},{"$f":"+SettlementBcons!BN105","v":0},{"$f":"+SettlementBcons!BC105","v":0},"",{"$f":"+SettlementBcons!BU105","v":0},{"$f":"+SettlementBcons!BW105/1000","v":0},0,"default",1,0,3,0,0,null,2000,0,0,0,0,0,0,{"$f":"IF(L149=0,\"\",VLOOKUP($R149/1000,Networkdesign!$R$4:$T$17,3))","v":""},{"$f":"IF(L149=0,0,VLOOKUP($S149/L149/1000,Networkdesign!$R$4:$U$17,4))","v":0},0,0,0,0,0,0,0,{"$f":"+(Z149*Networkdesign!O$6+AA149*Networkdesign!O$8+AB149*Networkdesign!O$9+AC149*Networkdesign!O$10+AD149*Networkdesign!O$11+AE149*Networkdesign!O$12)/1000","v":0},{"$f":"+(Z149*Network!G$76+AA149*Network!I$76+AB149*Network!J$76+AC149*Network!K$76+AD149*Network!L$76+AE149*Network!M$76)","v":0},0,0,0,0,0,0,0,0,0,0,0,0,0,0,0,0,0,0,{"$f":"IF(M149>1,0,BA$8*$W149+S149*Summary!J$391)","v":0},0,0,0,0,0,0,0,0,0,0,0,0,0,0,0,0,{"$f":"Summary!J$83*(+BA149)","v":0},0,0,{"$f":"+IF($M149=2,IF($O149<Summary!$F$383,Summary!$J$398*$L149,$BU$8*$W149),0)","v":0},0,0,0,0,0,0,0,0,{"$f":"+IF(M149=3,IF(O149<Summary!F$383,Summary!J$406*L149,CD$8*W149),0)","v":0},0,0,0,0,0,0,0,0,0,0,0,0,0,0,0,0,0,0,0,0,{"$f":"+IF(#REF!=0,0,(#REF!-#REF!)/#REF!)","v":{"$error":"#REF!"}}]
[45,{"$f":"+SettlementBcons!A106","v":0},{"$f":"+SettlementBcons!CC106","v":0},{"$f":"+SettlementBcons!BN106","v":0},{"$f":"+SettlementBcons!BC106","v":0},"",{"$f":"+SettlementBcons!BU106","v":0},{"$f":"+SettlementBcons!BW106/1000","v":0},0,"default",1,0,3,0,0,null,2000,0,0,0,0,0,0,{"$f":"IF(L150=0,\"\",VLOOKUP($R150/1000,Networkdesign!$R$4:$T$17,3))","v":""},{"$f":"IF(L150=0,0,VLOOKUP($S150/L150/1000,Networkdesign!$R$4:$U$17,4))","v":0},0,0,0,0,0,0,0,{"$f":"+(Z150*Networkdesign!O$6+AA150*Networkdesign!O$8+AB150*Networkdesign!O$9+AC150*Networkdesign!O$10+AD150*Networkdesign!O$11+AE150*Networkdesign!O$12)/1000","v":0},{"$f":"+(Z150*Network!G$76+AA150*Network!I$76+AB150*Network!J$76+AC150*Network!K$76+AD150*Network!L$76+AE150*Network!M$76)","v":0},0,0,0,{"$f":"IF($L150=0,0,IF($O150/$L150<AL$4,IF($O150/$L150<AL$3,0,$O150/$L150-AL$3),AL$4-AL$3)*$L150)","v":0},0,0,0,0,0,0,0,0,0,0,0,0,0,0,{"$f":"IF(M150>1,0,BA$8*$W150+S150*Summary!J$391)","v":0},0,0,0,0,0,0,0,0,0,0,0,0,0,0,0,0,{"$f":"Summary!J$83*(+BA150)","v":0},0,0,{"$f":"+IF($M150=2,IF($O150<Summary!$F$383,Summary!$J$398*$L150,$BU$8*$W150),0)","v":0},0,0,0,0,0,0,0,0,{"$f":"+IF(M150=3,IF(O150<Summary!F$383,Summary!J$406*L150,CD$8*W150),0)","v":0},0,0,0,0,0,0,0,0,0,0,0,0,0,0,0,0,0,0,0,0,{"$f":"+IF(#REF!=0,0,(#REF!-#REF!)/#REF!)","v":{"$error":"#REF!"}}]
[46,{"$f":"+SettlementBcons!A107","v":0},{"$f":"+SettlementBcons!CC107","v":0},{"$f":"+SettlementBcons!BN107","v":0},{"$f":"+SettlementBcons!BC107","v":0},"",{"$f":"+SettlementBcons!BU107","v":0},{"$f":"+SettlementBcons!BW107/1000","v":0},0,"default",1,0,3,0,0,null,2000,0,0,0,0,0,0,{"$f":"IF(L151=0,\"\",VLOOKUP($R151/1000,Networkdesign!$R$4:$T$17,3))","v":""},{"$f":"IF(L151=0,0,VLOOKUP($S151/L151/1000,Networkdesign!$R$4:$U$17,4))","v":0},0,0,0,0,0,0,0,{"$f":"+(Z151*Networkdesign!O$6+AA151*Networkdesign!O$8+AB151*Networkdesign!O$9+AC151*Networkdesign!O$10+AD151*Networkdesign!O$11+AE151*Networkdesign!O$12)/1000","v":0},{"$f":"+(Z151*Network!G$76+AA151*Network!I$76+AB151*Network!J$76+AC151*Network!K$76+AD151*Network!L$76+AE151*Network!M$76)","v":0},0,0,0,0,0,0,0,0,0,0,0,0,0,0,0,0,0,0,{"$f":"IF(M151>1,0,BA$8*$W151+S151*Summary!J$391)","v":0},0,0,0,0,0,0,0,0,0,0,0,0,0,0,0,0,{"$f":"Summary!J$83*(+BA151)","v":0},0,0,{"$f":"+IF($M151=2,IF($O151<Summary!$F$383,Summary!$J$398*$L151,$BU$8*$W151),0)","v":0},0,0,0,0,0,0,0,0,{"$f":"+IF(M151=3,IF(O151<Summary!F$383,Summary!J$406*L151,CD$8*W151),0)","v":0},0,0,0,0,0,0,0,0,0,0,0,0,0,0,0,0,0,0,0,0,{"$f":"+IF(#REF!=0,0,(#REF!-#REF!)/#REF!)","v":{"$error":"#REF!"}}]
[47,{"$f":"+SettlementBcons!A108","v":0},{"$f":"+SettlementBcons!CC108","v":0},{"$f":"+SettlementBcons!BN108","v":0},{"$f":"+SettlementBcons!BC108","v":0},"",{"$f":"+SettlementBcons!BU108","v":0},{"$f":"+SettlementBcons!BW108/1000","v":0},0,"default",1,0,3,0,0,null,2000,0,0,0,0,0,0,{"$f":"IF(L152=0,\"\",VLOOKUP($R152/1000,Networkdesign!$R$4:$T$17,3))","v":""},{"$f":"IF(L152=0,0,VLOOKUP($S152/L152/1000,Networkdesign!$R$4:$U$17,4))","v":0},0,0,0,0,0,0,0,{"$f":"+(Z152*Networkdesign!O$6+AA152*Networkdesign!O$8+AB152*Networkdesign!O$9+AC152*Networkdesign!O$10+AD152*Networkdesign!O$11+AE152*Networkdesign!O$12)/1000","v":0},{"$f":"+(Z152*Network!G$76+AA152*Network!I$76+AB152*Network!J$76+AC152*Network!K$76+AD152*Network!L$76+AE152*Network!M$76)","v":0},0,0,0,0,0,0,0,0,0,0,0,0,0,0,0,0,0,0,{"$f":"IF(M152>1,0,BA$8*$W152+S152*Summary!J$391)","v":0},0,0,0,0,0,0,0,0,0,0,0,0,0,0,0,0,{"$f":"Summary!J$83*(+BA152)","v":0},0,0,{"$f":"+IF($M152=2,IF($O152<Summary!$F$383,Summary!$J$398*$L152,$BU$8*$W152),0)","v":0},0,0,0,0,0,0,0,0,{"$f":"+IF(M152=3,IF(O152<Summary!F$383,Summary!J$406*L152,CD$8*W152),0)","v":0},0,0,0,0,0,0,0,0,0,0,0,0,0,0,0,0,0,0,0,0,{"$f":"+IF(#REF!=0,0,(#REF!-#REF!)/#REF!)","v":{"$error":"#REF!"}}]
[48,{"$f":"+SettlementBcons!A109","v":0},{"$f":"+SettlementBcons!CC109","v":0},{"$f":"+SettlementBcons!BN109","v":0},{"$f":"+SettlementBcons!BC109","v":0},"",{"$f":"+SettlementBcons!BU109","v":0},{"$f":"+SettlementBcons!BW109/1000","v":0},0,"default",1,0,3,0,0,null,2000,0,0,0,0,0,0,{"$f":"IF(L153=0,\"\",VLOOKUP($R153/1000,Networkdesign!$R$4:$T$17,3))","v":""},{"$f":"IF(L153=0,0,VLOOKUP($S153/L153/1000,Networkdesign!$R$4:$U$17,4))","v":0},0,0,0,0,0,0,0,{"$f":"+(Z153*Networkdesign!O$6+AA153*Networkdesign!O$8+AB153*Networkdesign!O$9+AC153*Networkdesign!O$10+AD153*Networkdesign!O$11+AE153*Networkdesign!O$12)/1000","v":0},{"$f":"+(Z153*Network!G$76+AA153*Network!I$76+AB153*Network!J$76+AC153*Network!K$76+AD153*Network!L$76+AE153*Network!M$76)","v":0},0,0,0,0,0,0,0,0,0,0,0,0,0,0,0,0,0,0,{"$f":"IF(M153>1,0,BA$8*$W153+S153*Summary!J$391)","v":0},0,0,0,0,0,0,0,0,0,0,0,0,0,0,0,0,{"$f":"Summary!J$83*(+BA153)","v":0},0,0,{"$f":"+IF($M153=2,IF($O153<Summary!$F$383,Summary!$J$398*$L153,$BU$8*$W153),0)","v":0},0,0,0,0,0,0,0,0,{"$f":"+IF(M153=3,IF(O153<Summary!F$383,Summary!J$406*L153,CD$8*W153),0)","v":0},0,0,0,0,0,0,0,0,0,0,0,0,0,0,0,0,0,0,0,0,{"$f":"+IF(#REF!=0,0,(#REF!-#REF!)/#REF!)","v":{"$error":"#REF!"}}]
[49,{"$f":"+SettlementBcons!A110","v":0},{"$f":"+SettlementBcons!CC110","v":0},{"$f":"+SettlementBcons!BN110","v":0},{"$f":"+SettlementBcons!BC110","v":0},"",{"$f":"+SettlementBcons!BU110","v":0},{"$f":"+SettlementBcons!BW110/1000","v":0},0,"default",1,0,3,0,0,null,2000,0,0,0,0,0,0,{"$f":"IF(L154=0,\"\",VLOOKUP($R154/1000,Networkdesign!$R$4:$T$17,3))","v":""},{"$f":"IF(L154=0,0,VLOOKUP($S154/L154/1000,Networkdesign!$R$4:$U$17,4))","v":0},0,0,0,0,0,0,0,{"$f":"+(Z154*Networkdesign!O$6+AA154*Networkdesign!O$8+AB154*Networkdesign!O$9+AC154*Networkdesign!O$10+AD154*Networkdesign!O$11+AE154*Networkdesign!O$12)/1000","v":0},{"$f":"+(Z154*Network!G$76+AA154*Network!I$76+AB154*Network!J$76+AC154*Network!K$76+AD154*Network!L$76+AE154*Network!M$76)","v":0},0,0,0,0,0,0,0,0,0,0,0,0,0,0,0,0,0,0,{"$f":"IF(M154>1,0,BA$8*$W154+S154*Summary!J$391)","v":0},0,0,0,0,0,0,0,0,0,0,0,0,0,0,0,0,{"$f":"Summary!J$83*(+BA154)","v":0},0,0,{"$f":"+IF($M154=2,IF($O154<Summary!$F$383,Summary!$J$398*$L154,$BU$8*$W154),0)","v":0},0,0,0,0,0,0,0,0,{"$f":"+IF(M154=3,IF(O154<Summary!F$383,Summary!J$406*L154,CD$8*W154),0)","v":0},0,0,0,0,0,0,0,0,0,0,0,0,0,0,0,0,0,0,0,0,{"$f":"+IF(#REF!=0,0,(#REF!-#REF!)/#REF!)","v":{"$error":"#REF!"}}]
[50,{"$f":"+SettlementBcons!A111","v":0},{"$f":"+SettlementBcons!CC111","v":0},{"$f":"+SettlementBcons!BN111","v":0},{"$f":"+SettlementBcons!BC111","v":0},"",{"$f":"+SettlementBcons!BU111","v":0},{"$f":"+SettlementBcons!BW111/1000","v":0},0,"default",1,0,3,0,0,null,2000,0,0,0,0,0,0,{"$f":"IF(L155=0,\"\",VLOOKUP($R155/1000,Networkdesign!$R$4:$T$17,3))","v":""},{"$f":"IF(L155=0,0,VLOOKUP($S155/L155/1000,Networkdesign!$R$4:$U$17,4))","v":0},0,0,0,0,0,0,0,{"$f":"+(Z155*Networkdesign!O$6+AA155*Networkdesign!O$8+AB155*Networkdesign!O$9+AC155*Networkdesign!O$10+AD155*Networkdesign!O$11+AE155*Networkdesign!O$12)/1000","v":0},{"$f":"+(Z155*Network!G$76+AA155*Network!I$76+AB155*Network!J$76+AC155*Network!K$76+AD155*Network!L$76+AE155*Network!M$76)","v":0},0,0,0,0,0,0,0,0,0,0,0,0,0,0,0,0,0,0,{"$f":"IF(M155>1,0,BA$8*$W155+S155*Summary!J$391)","v":0},0,0,0,0,0,0,0,0,0,0,0,0,0,0,0,0,{"$f":"Summary!J$83*(+BA155)","v":0},0,0,{"$f":"+IF($M155=2,IF($O155<Summary!$F$383,Summary!$J$398*$L155,$BU$8*$W155),0)","v":0},0,0,0,0,0,0,0,0,{"$f":"+IF(M155=3,IF(O155<Summary!F$383,Summary!J$406*L155,CD$8*W155),0)","v":0},0,0,0,0,0,0,0,0,0,0,0,0,0,0,0,0,0,0,0,0,{"$f":"+IF(#REF!=0,0,(#REF!-#REF!)/#REF!)","v":{"$error":"#REF!"}}]
[51,{"$f":"+SettlementBcons!A112","v":0},{"$f":"+SettlementBcons!CC112","v":0},{"$f":"+SettlementBcons!BN112","v":0},{"$f":"+SettlementBcons!BC112","v":0},"",{"$f":"+SettlementBcons!BU112","v":0},{"$f":"+SettlementBcons!BW112/1000","v":0},0,"default",1,0,3,0,0,null,2000,0,0,0,0,0,0,{"$f":"IF(L156=0,\"\",VLOOKUP($R156/1000,Networkdesign!$R$4:$T$17,3))","v":""},{"$f":"IF(L156=0,0,VLOOKUP($S156/L156/1000,Networkdesign!$R$4:$U$17,4))","v":0},0,0,0,0,0,0,0,{"$f":"+(Z156*Networkdesign!O$6+AA156*Networkdesign!O$8+AB156*Networkdesign!O$9+AC156*Networkdesign!O$10+AD156*Networkdesign!O$11+AE156*Networkdesign!O$12)/1000","v":0},{"$f":"+(Z156*Network!G$76+AA156*Network!I$76+AB156*Network!J$76+AC156*Network!K$76+AD156*Network!L$76+AE156*Network!M$76)","v":0},0,0,0,0,0,0,0,0,0,0,0,0,0,0,0,0,0,0,{"$f":"IF(M156>1,0,BA$8*$W156+S156*Summary!J$391)","v":0},0,0,0,0,0,0,0,0,0,0,0,0,0,0,0,0,{"$f":"Summary!J$83*(+BA156)","v":0},0,0,{"$f":"+IF($M156=2,IF($O156<Summary!$F$383,Summary!$J$398*$L156,$BU$8*$W156),0)","v":0},0,0,0,0,0,0,0,0,{"$f":"+IF(M156=3,IF(O156<Summary!F$383,Summary!J$406*L156,CD$8*W156),0)","v":0},0,0,0,0,0,0,0,0,0,0,0,0,0,0,0,0,0,0,0,0,{"$f":"+IF(#REF!=0,0,(#REF!-#REF!)/#REF!)","v":{"$error":"#REF!"}}]
[52,{"$f":"+SettlementBcons!A113","v":0},{"$f":"+SettlementBcons!CC113","v":0},{"$f":"+SettlementBcons!BN113","v":0},{"$f":"+SettlementBcons!BC113","v":0},"",{"$f":"+SettlementBcons!BU113","v":0},{"$f":"+SettlementBcons!BW113/1000","v":0},0,"default",1,0,3,0,0,null,2000,0,0,0,0,0,0,{"$f":"IF(L157=0,\"\",VLOOKUP($R157/1000,Networkdesign!$R$4:$T$17,3))","v":""},{"$f":"IF(L157=0,0,VLOOKUP($S157/L157/1000,Networkdesign!$R$4:$U$17,4))","v":0},0,0,0,0,0,0,0,{"$f":"+(Z157*Networkdesign!O$6+AA157*Networkdesign!O$8+AB157*Networkdesign!O$9+AC157*Networkdesign!O$10+AD157*Networkdesign!O$11+AE157*Networkdesign!O$12)/1000","v":0},{"$f":"+(Z157*Network!G$76+AA157*Network!I$76+AB157*Network!J$76+AC157*Network!K$76+AD157*Network!L$76+AE157*Network!M$76)","v":0},0,0,0,0,0,0,0,0,0,0,0,0,0,0,0,0,0,0,{"$f":"IF(M157>1,0,BA$8*$W157+S157*Summary!J$391)","v":0},0,0,0,0,0,0,0,0,0,0,0,0,0,0,0,0,{"$f":"Summary!J$83*(+BA157)","v":0},0,0,{"$f":"+IF($M157=2,IF($O157<Summary!$F$383,Summary!$J$398*$L157,$BU$8*$W157),0)","v":0},0,0,0,0,0,0,0,0,{"$f":"+IF(M157=3,IF(O157<Summary!F$383,Summary!J$406*L157,CD$8*W157),0)","v":0},0,0,0,0,0,0,0,0,0,0,0,0,0,0,0,0,0,0,0,0,{"$f":"+IF(#REF!=0,0,(#REF!-#REF!)/#REF!)","v":{"$error":"#REF!"}}]
[53,{"$f":"+SettlementBcons!A114","v":0},{"$f":"+SettlementBcons!CC114","v":0},{"$f":"+SettlementBcons!BN114","v":0},{"$f":"+SettlementBcons!BC114","v":0},"",{"$f":"+SettlementBcons!BU114","v":0},{"$f":"+SettlementBcons!BW114/1000","v":0},0,"default",1,0,3,0,0,null,2000,0,0,0,0,0,0,{"$f":"IF(L158=0,\"\",VLOOKUP($R158/1000,Networkdesign!$R$4:$T$17,3))","v":""},{"$f":"IF(L158=0,0,VLOOKUP($S158/L158/1000,Networkdesign!$R$4:$U$17,4))","v":0},0,0,0,0,0,0,0,{"$f":"+(Z158*Networkdesign!O$6+AA158*Networkdesign!O$8+AB158*Networkdesign!O$9+AC158*Networkdesign!O$10+AD158*Networkdesign!O$11+AE158*Networkdesign!O$12)/1000","v":0},{"$f":"+(Z158*Network!G$76+AA158*Network!I$76+AB158*Network!J$76+AC158*Network!K$76+AD158*Network!L$76+AE158*Network!M$76)","v":0},0,0,0,0,0,0,0,0,0,0,0,0,0,0,0,0,0,0,{"$f":"IF(M158>1,0,BA$8*$W158+S158*Summary!J$391)","v":0},0,0,0,0,0,0,0,0,0,0,0,0,0,0,0,0,{"$f":"Summary!J$83*(+BA158)","v":0},0,0,{"$f":"+IF($M158=2,IF($O158<Summary!$F$383,Summary!$J$398*$L158,$BU$8*$W158),0)","v":0},0,0,0,0,0,0,0,0,{"$f":"+IF(M158=3,IF(O158<Summary!F$383,Summary!J$406*L158,CD$8*W158),0)","v":0},0,0,0,0,0,0,0,0,0,0,0,0,0,0,0,0,0,0,0,0,{"$f":"+IF(#REF!=0,0,(#REF!-#REF!)/#REF!)","v":{"$error":"#REF!"}}]
[54,{"$f":"+SettlementBcons!A115","v":0},{"$f":"+SettlementBcons!CC115","v":0},{"$f":"+SettlementBcons!BN115","v":0},{"$f":"+SettlementBcons!BC115","v":0},"",{"$f":"+SettlementBcons!BU115","v":0},{"$f":"+SettlementBcons!BW115/1000","v":0},0,"default",1,0,3,0,0,null,2000,0,0,0,0,0,0,{"$f":"IF(L159=0,\"\",VLOOKUP($R159/1000,Networkdesign!$R$4:$T$17,3))","v":""},{"$f":"IF(L159=0,0,VLOOKUP($S159/L159/1000,Networkdesign!$R$4:$U$17,4))","v":0},0,0,0,0,0,0,0,{"$f":"+(Z159*Networkdesign!O$6+AA159*Networkdesign!O$8+AB159*Networkdesign!O$9+AC159*Networkdesign!O$10+AD159*Networkdesign!O$11+AE159*Networkdesign!O$12)/1000","v":0},{"$f":"+(Z159*Network!G$76+AA159*Network!I$76+AB159*Network!J$76+AC159*Network!K$76+AD159*Network!L$76+AE159*Network!M$76)","v":0},0,0,0,0,0,0,0,0,0,0,0,0,0,0,0,0,0,0,{"$f":"IF(M159>1,0,BA$8*$W159+S159*Summary!J$391)","v":0},0,0,0,0,0,0,0,0,0,0,0,0,0,0,0,0,{"$f":"Summary!J$83*(+BA159)","v":0},0,0,{"$f":"+IF($M159=2,IF($O159<Summary!$F$383,Summary!$J$398*$L159,$BU$8*$W159),0)","v":0},0,0,0,0,0,0,0,0,{"$f":"+IF(M159=3,IF(O159<Summary!F$383,Summary!J$406*L159,CD$8*W159),0)","v":0},0,0,0,0,0,0,0,0,0,0,0,0,0,0,0,0,0,0,0,0,{"$f":"+IF(#REF!=0,0,(#REF!-#REF!)/#REF!)","v":{"$error":"#REF!"}}]
[55,{"$f":"+SettlementBcons!A116","v":0},{"$f":"+SettlementBcons!CC116","v":0},{"$f":"+SettlementBcons!BN116","v":0},{"$f":"+SettlementBcons!BC116","v":0},"",{"$f":"+SettlementBcons!BU116","v":0},{"$f":"+SettlementBcons!BW116/1000","v":0},0,"default",1,0,3,0,0,null,2000,0,0,0,0,0,0,{"$f":"IF(L160=0,\"\",VLOOKUP($R160/1000,Networkdesign!$R$4:$T$17,3))","v":""},{"$f":"IF(L160=0,0,VLOOKUP($S160/L160/1000,Networkdesign!$R$4:$U$17,4))","v":0},0,0,0,0,0,0,0,{"$f":"+(Z160*Networkdesign!O$6+AA160*Networkdesign!O$8+AB160*Networkdesign!O$9+AC160*Networkdesign!O$10+AD160*Networkdesign!O$11+AE160*Networkdesign!O$12)/1000","v":0},{"$f":"+(Z160*Network!G$76+AA160*Network!I$76+AB160*Network!J$76+AC160*Network!K$76+AD160*Network!L$76+AE160*Network!M$76)","v":0},0,0,0,0,0,0,0,0,0,0,0,0,0,0,0,0,0,0,{"$f":"IF(M160>1,0,BA$8*$W160+S160*Summary!J$391)","v":0},0,0,0,0,0,0,0,0,0,0,0,0,0,0,0,0,{"$f":"Summary!J$83*(+BA160)","v":0},0,0,{"$f":"+IF($M160=2,IF($O160<Summary!$F$383,Summary!$J$398*$L160,$BU$8*$W160),0)","v":0},0,0,0,0,0,0,0,0,{"$f":"+IF(M160=3,IF(O160<Summary!F$383,Summary!J$406*L160,CD$8*W160),0)","v":0},0,0,0,0,0,0,0,0,0,0,0,0,0,0,0,0,0,0,0,0,{"$f":"+IF(#REF!=0,0,(#REF!-#REF!)/#REF!)","v":{"$error":"#REF!"}}]
[56,{"$f":"+SettlementBcons!A117","v":0},{"$f":"+SettlementBcons!CC117","v":0},{"$f":"+SettlementBcons!BN117","v":0},{"$f":"+SettlementBcons!BC117","v":0},"",{"$f":"+SettlementBcons!BU117","v":0},{"$f":"+SettlementBcons!BW117/1000","v":0},0,"default",1,0,3,0,0,null,2000,0,0,0,0,0,0,{"$f":"IF(L161=0,\"\",VLOOKUP($R161/1000,Networkdesign!$R$4:$T$17,3))","v":""},{"$f":"IF(L161=0,0,VLOOKUP($S161/L161/1000,Networkdesign!$R$4:$U$17,4))","v":0},0,0,0,0,0,0,0,{"$f":"+(Z161*Networkdesign!O$6+AA161*Networkdesign!O$8+AB161*Networkdesign!O$9+AC161*Networkdesign!O$10+AD161*Networkdesign!O$11+AE161*Networkdesign!O$12)/1000","v":0},{"$f":"+(Z161*Network!G$76+AA161*Network!I$76+AB161*Network!J$76+AC161*Network!K$76+AD161*Network!L$76+AE161*Network!M$76)","v":0},0,0,0,0,0,0,0,0,0,0,0,0,0,0,0,0,0,0,{"$f":"IF(M161>1,0,BA$8*$W161+S161*Summary!J$391)","v":0},0,0,0,0,0,0,0,0,0,0,0,0,0,0,0,0,{"$f":"Summary!J$83*(+BA161)","v":0},0,0,{"$f":"+IF($M161=2,IF($O161<Summary!$F$383,Summary!$J$398*$L161,$BU$8*$W161),0)","v":0},0,0,0,0,0,0,0,0,{"$f":"+IF(M161=3,IF(O161<Summary!F$383,Summary!J$406*L161,CD$8*W161),0)","v":0},0,0,0,0,0,0,0,0,0,0,0,0,0,0,0,0,0,0,0,0,{"$f":"+IF(#REF!=0,0,(#REF!-#REF!)/#REF!)","v":{"$error":"#REF!"}}]
[57,{"$f":"+SettlementBcons!A118","v":0},{"$f":"+SettlementBcons!CC118","v":0},{"$f":"+SettlementBcons!BN118","v":0},{"$f":"+SettlementBcons!BC118","v":0},"",{"$f":"+SettlementBcons!BU118","v":0},{"$f":"+SettlementBcons!BW118/1000","v":0},0,"default",1,0,3,0,0,null,2000,0,0,0,0,0,0,{"$f":"IF(L162=0,\"\",VLOOKUP($R162/1000,Networkdesign!$R$4:$T$17,3))","v":""},{"$f":"IF(L162=0,0,VLOOKUP($S162/L162/1000,Networkdesign!$R$4:$U$17,4))","v":0},0,0,0,0,0,0,0,{"$f":"+(Z162*Networkdesign!O$6+AA162*Networkdesign!O$8+AB162*Networkdesign!O$9+AC162*Networkdesign!O$10+AD162*Networkdesign!O$11+AE162*Networkdesign!O$12)/1000","v":0},{"$f":"+(Z162*Network!G$76+AA162*Network!I$76+AB162*Network!J$76+AC162*Network!K$76+AD162*Network!L$76+AE162*Network!M$76)","v":0},0,0,0,0,0,0,0,0,0,0,0,0,0,0,0,0,0,0,{"$f":"IF(M162>1,0,BA$8*$W162+S162*Summary!J$391)","v":0},0,0,0,0,0,0,0,0,0,0,0,0,0,0,0,0,{"$f":"Summary!J$83*(+BA162)","v":0},0,0,{"$f":"+IF($M162=2,IF($O162<Summary!$F$383,Summary!$J$398*$L162,$BU$8*$W162),0)","v":0},0,0,0,0,0,0,0,0,{"$f":"+IF(M162=3,IF(O162<Summary!F$383,Summary!J$406*L162,CD$8*W162),0)","v":0},0,0,0,0,0,0,0,0,0,0,0,0,0,0,0,0,0,0,0,0,{"$f":"+IF(#REF!=0,0,(#REF!-#REF!)/#REF!)","v":{"$error":"#REF!"}}]
[58,{"$f":"+SettlementBcons!A119","v":0},{"$f":"+SettlementBcons!CC119","v":0},{"$f":"+SettlementBcons!BN119","v":0},{"$f":"+SettlementBcons!BC119","v":0},"",{"$f":"+SettlementBcons!BU119","v":0},{"$f":"+SettlementBcons!BW119/1000","v":0},0,"default",1,0,3,0,0,null,2000,0,0,0,0,0,0,{"$f":"IF(L163=0,\"\",VLOOKUP($R163/1000,Networkdesign!$R$4:$T$17,3))","v":""},{"$f":"IF(L163=0,0,VLOOKUP($S163/L163/1000,Networkdesign!$R$4:$U$17,4))","v":0},0,0,0,0,0,0,0,{"$f":"+(Z163*Networkdesign!O$6+AA163*Networkdesign!O$8+AB163*Networkdesign!O$9+AC163*Networkdesign!O$10+AD163*Networkdesign!O$11+AE163*Networkdesign!O$12)/1000","v":0},{"$f":"+(Z163*Network!G$76+AA163*Network!I$76+AB163*Network!J$76+AC163*Network!K$76+AD163*Network!L$76+AE163*Network!M$76)","v":0},0,0,0,0,0,0,0,0,0,0,0,0,0,0,0,0,0,0,{"$f":"IF(M163>1,0,BA$8*$W163+S163*Summary!J$391)","v":0},0,0,0,0,0,0,0,0,0,0,0,0,0,0,0,0,{"$f":"Summary!J$83*(+BA163)","v":0},0,0,{"$f":"+IF($M163=2,IF($O163<Summary!$F$383,Summary!$J$398*$L163,$BU$8*$W163),0)","v":0},0,0,0,0,0,0,0,0,{"$f":"+IF(M163=3,IF(O163<Summary!F$383,Summary!J$406*L163,CD$8*W163),0)","v":0},0,0,0,0,0,0,0,0,0,0,0,0,0,0,0,0,0,0,0,0,{"$f":"+IF(#REF!=0,0,(#REF!-#REF!)/#REF!)","v":{"$error":"#REF!"}}]
[59,{"$f":"+SettlementBcons!A120","v":0},{"$f":"+SettlementBcons!CC120","v":0},{"$f":"+SettlementBcons!BN120","v":0},{"$f":"+SettlementBcons!BC120","v":0},"",{"$f":"+SettlementBcons!BU120","v":0},{"$f":"+SettlementBcons!BW120/1000","v":0},0,"default",1,0,3,0,0,null,2000,0,0,0,0,0,0,{"$f":"IF(L164=0,\"\",VLOOKUP($R164/1000,Networkdesign!$R$4:$T$17,3))","v":""},{"$f":"IF(L164=0,0,VLOOKUP($S164/L164/1000,Networkdesign!$R$4:$U$17,4))","v":0},0,0,0,0,0,0,0,{"$f":"+(Z164*Networkdesign!O$6+AA164*Networkdesign!O$8+AB164*Networkdesign!O$9+AC164*Networkdesign!O$10+AD164*Networkdesign!O$11+AE164*Networkdesign!O$12)/1000","v":0},{"$f":"+(Z164*Network!G$76+AA164*Network!I$76+AB164*Network!J$76+AC164*Network!K$76+AD164*Network!L$76+AE164*Network!M$76)","v":0},0,0,0,0,0,0,0,0,0,0,0,0,0,0,0,0,0,0,{"$f":"IF(M164>1,0,BA$8*$W164+S164*Summary!J$391)","v":0},0,0,0,0,0,0,0,0,0,0,0,0,0,0,0,0,{"$f":"Summary!J$83*(+BA164)","v":0},0,0,{"$f":"+IF($M164=2,IF($O164<Summary!$F$383,Summary!$J$398*$L164,$BU$8*$W164),0)","v":0},0,0,0,0,0,0,0,0,{"$f":"+IF(M164=3,IF(O164<Summary!F$383,Summary!J$406*L164,CD$8*W164),0)","v":0},0,0,0,0,0,0,0,0,0,0,0,0,0,0,0,0,0,0,0,0,{"$f":"+IF(#REF!=0,0,(#REF!-#REF!)/#REF!)","v":{"$error":"#REF!"}}]
[60,{"$f":"+SettlementBcons!A121","v":0},{"$f":"+SettlementBcons!CC121","v":0},{"$f":"+SettlementBcons!BN121","v":0},{"$f":"+SettlementBcons!BC121","v":0},"",{"$f":"+SettlementBcons!BU121","v":0},{"$f":"+SettlementBcons!BW121/1000","v":0},0,"default",1,0,3,0,0,null,2000,0,0,0,0,0,0,{"$f":"IF(L165=0,\"\",VLOOKUP($R165/1000,Networkdesign!$R$4:$T$17,3))","v":""},{"$f":"IF(L165=0,0,VLOOKUP($S165/L165/1000,Networkdesign!$R$4:$U$17,4))","v":0},0,0,0,0,0,0,0,{"$f":"+(Z165*Networkdesign!O$6+AA165*Networkdesign!O$8+AB165*Networkdesign!O$9+AC165*Networkdesign!O$10+AD165*Networkdesign!O$11+AE165*Networkdesign!O$12)/1000","v":0},{"$f":"+(Z165*Network!G$76+AA165*Network!I$76+AB165*Network!J$76+AC165*Network!K$76+AD165*Network!L$76+AE165*Network!M$76)","v":0},0,0,0,0,0,0,0,0,0,0,0,0,0,0,0,0,0,0,{"$f":"IF(M165>1,0,BA$8*$W165+S165*Summary!J$391)","v":0},0,0,0,0,0,0,0,0,0,0,0,0,0,0,0,0,{"$f":"Summary!J$83*(+BA165)","v":0},0,0,{"$f":"+IF($M165=2,IF($O165<Summary!$F$383,Summary!$J$398*$L165,$BU$8*$W165),0)","v":0},0,0,0,0,0,0,0,0,{"$f":"+IF(M165=3,IF(O165<Summary!F$383,Summary!J$406*L165,CD$8*W165),0)","v":0},0,0,0,0,0,0,0,0,0,0,0,0,0,0,0,0,0,0,0,0,{"$f":"+IF(#REF!=0,0,(#REF!-#REF!)/#REF!)","v":{"$error":"#REF!"}}]
[61,{"$f":"+SettlementBcons!A122","v":0},{"$f":"+SettlementBcons!CC122","v":0},{"$f":"+SettlementBcons!BN122","v":0},{"$f":"+SettlementBcons!BC122","v":0},"",{"$f":"+SettlementBcons!BU122","v":0},{"$f":"+SettlementBcons!BW122/1000","v":0},0,"default",1,0,3,0,0,null,2000,0,0,0,0,0,0,{"$f":"IF(L166=0,\"\",VLOOKUP($R166/1000,Networkdesign!$R$4:$T$17,3))","v":""},{"$f":"IF(L166=0,0,VLOOKUP($S166/L166/1000,Networkdesign!$R$4:$U$17,4))","v":0},0,0,0,0,0,0,0,{"$f":"+(Z166*Networkdesign!O$6+AA166*Networkdesign!O$8+AB166*Networkdesign!O$9+AC166*Networkdesign!O$10+AD166*Networkdesign!O$11+AE166*Networkdesign!O$12)/1000","v":0},{"$f":"+(Z166*Network!G$76+AA166*Network!I$76+AB166*Network!J$76+AC166*Network!K$76+AD166*Network!L$76+AE166*Network!M$76)","v":0},0,0,0,0,0,0,0,0,0,0,0,0,0,0,0,0,0,0,{"$f":"IF(M166>1,0,BA$8*$W166+S166*Summary!J$391)","v":0},0,0,0,0,0,0,0,0,0,0,0,0,0,0,0,0,{"$f":"Summary!J$83*(+BA166)","v":0},0,0,{"$f":"+IF($M166=2,IF($O166<Summary!$F$383,Summary!$J$398*$L166,$BU$8*$W166),0)","v":0},0,0,0,0,0,0,0,0,{"$f":"+IF(M166=3,IF(O166<Summary!F$383,Summary!J$406*L166,CD$8*W166),0)","v":0},0,0,0,0,0,0,0,0,0,0,0,0,0,0,0,0,0,0,0,0,{"$f":"+IF(#REF!=0,0,(#REF!-#REF!)/#REF!)","v":{"$error":"#REF!"}}]
[62,{"$f":"+SettlementBcons!A123","v":0},{"$f":"+SettlementBcons!CC123","v":0},{"$f":"+SettlementBcons!BN123","v":0},{"$f":"+SettlementBcons!BC123","v":0},"",0,{"$f":"+SettlementBcons!BW123/1000","v":0},0,"default",1,0,3,0,0,null,2000,0,0,0,0,0,0,{"$f":"IF(L167=0,\"\",VLOOKUP($R167/1000,Networkdesign!$R$4:$T$17,3))","v":""},{"$f":"IF(L167=0,0,VLOOKUP($S167/L167/1000,Networkdesign!$R$4:$U$17,4))","v":0},0,0,0,0,0,0,0,{"$f":"+(Z167*Networkdesign!O$6+AA167*Networkdesign!O$8+AB167*Networkdesign!O$9+AC167*Networkdesign!O$10+AD167*Networkdesign!O$11+AE167*Networkdesign!O$12)/1000","v":0},{"$f":"+(Z167*Network!G$76+AA167*Network!I$76+AB167*Network!J$76+AC167*Network!K$76+AD167*Network!L$76+AE167*Network!M$76)","v":0},0,0,0,0,0,0,0,0,0,0,0,0,0,0,0,0,0,0,{"$f":"IF(M167>1,0,BA$8*$W167+S167*Summary!J$391)","v":0},0,0,0,0,0,0,0,0,0,0,0,0,0,0,0,0,{"$f":"Summary!J$83*(+BA167)","v":0},0,0,{"$f":"+IF($M167=2,IF($O167<Summary!$F$383,Summary!$J$398*$L167,$BU$8*$W167),0)","v":0},0,0,0,0,0,0,0,0,{"$f":"+IF(M167=3,IF(O167<Summary!F$383,Summary!J$406*L167,CD$8*W167),0)","v":0},0,0,0,0,0,0,0,0,0,0,0,0,0,0,0,0,0,0,0,0,{"$f":"+IF(#REF!=0,0,(#REF!-#REF!)/#REF!)","v":{"$error":"#REF!"}}]
[63,{"$f":"+SettlementBcons!A124","v":0},{"$f":"+SettlementBcons!CC124","v":0},{"$f":"+SettlementBcons!BN124","v":0},{"$f":"+SettlementBcons!BC124","v":0},"",0,{"$f":"+SettlementBcons!BW124/1000","v":0},{"$f":"+IF(G168=\"<Null>\",0,IF(G168=0,0,H168*1000/G168))","v":0},"default",1,{"$f":"+K168*L$105","v":0},3,0,{"$f":"+N168*I168/1000","v":0},null,{"$f":"+IF(P168>0,P168,Q$7)","v":2000},{"$f":"+G168*I168/Q168","v":0},{"$f":"+O168/Q168*1000","v":0},{"$f":"+AH168*T$28","v":0},{"$f":"+W168*U$28","v":0},{"$f":"SUM(T168:U168)","v":0},{"$f":"+W$7*R168^W$8*L168","v":0},{"$f":"IF(L168=0,\"\",VLOOKUP($R168/1000,Networkdesign!$R$4:$T$17,3))","v":""},{"$f":"IF(L168=0,0,VLOOKUP($S168/L168/1000,Networkdesign!$R$4:$U$17,4))","v":0},0,0,0,0,0,0,{"$f":"+SUM(Z168:AE168)","v":0},{"$f":"+(Z168*Networkdesign!O$6+AA168*Networkdesign!O$8+AB168*Networkdesign!O$9+AC168*Networkdesign!O$10+AD168*Networkdesign!O$11+AE168*Networkdesign!O$12)/1000","v":0},{"$f":"+(Z168*Network!G$76+AA168*Network!I$76+AB168*Network!J$76+AC168*Network!K$76+AD168*Network!L$76+AE168*Network!M$76)","v":0},0,0,0,0,{"$f":"+SUM(AI168:AL168)-O168","v":0},{"$f":"+AI168*AN$4","v":0},{"$f":"+AJ168*AO$4","v":0},{"$f":"+AK168*AP$4","v":0},{"$f":"+AL168*AQ$4","v":0},{"$f":"+AR$4*L168","v":0},{"$f":"+O168*AS$4","v":0},{"$f":"+SUM(AN168:AS168)","v":0},{"$f":"+IF(O168=0,0,AT168/O168)","v":0},{"$f":"+AV$4*L168","v":0},{"$f":"+O168*AW$4","v":0},{"$f":"+(V168+W168)*AX$4*L168","v":0},{"$f":"+AT168+SUM(AV168:AX168)","v":0},{"$f":"+IF(O168=0,0,AY168/O168)","v":0},{"$f":"IF(M168>1,0,BA$8*$W168+S168*Summary!J$391)","v":0},{"$f":"IF(M168>1,0,O168)","v":0},{"$f":"+BB168/BC$8","v":0},{"$f":"IF($L168=0,0,IF(BC168/$L168<BD$4,BC168,BD$4*$L168))","v":0},{"$f":"IF($L168=0,0,IF(BC168/$L168<BE$4,IF(BC168/$L168<BD$4,0,BC168-BD$4*$L168),$L168*(BE$4-BD$4)))","v":0},{"$f":"IF($L168=0,0,IF(BC168/$L168<BF$4,IF(BC168/$L168<BE$4,0,BC168-$L168*BE$4),$L168*(BF$4-BE$4)))","v":0},{"$f":"+IF($L168=0,0,IF(BC168/$L168<BF$4,0,BC168-$L168*BF$4))","v":0},0,{"$f":"+BI$4*BD168","v":0},{"$f":"+BJ$4*BE168","v":0},{"$f":"+BK$4*BF168","v":0},{"$f":"+BL$4*BG168","v":0},{"$f":"+SUM(BH168:BL168)","v":0},{"$f":"+IF(BB168=0,0,BM168/BB168)","v":0},0,0,0,{"$f":"Summary!J$83*(+BA168)","v":0},0,{"$f":"IF(+BB168=0,0,BS168/(+BB168))","v":0},{"$f":"+IF($M168=2,IF($O168<Summary!$F$383,Summary!$J$398*$L168,$BU$8*$W168),0)","v":0},0,{"$f":"(BV168)/BW$8","v":0},{"$f":"+BW168*BX$4","v":0},0,{"$f":"+BV168*BZ$4","v":0},{"$f":"+BU168*CA$4*L168","v":0},{"$f":"+SUM(BX168:CA168)","v":0},{"$f":"IF(BW168=0,0,(CB168)/(BV168))","v":0},{"$f":"+IF(M168=3,IF(O168<Summary!F$383,Summary!J$406*L168,CD$8*W168),0)","v":0},{"$f":"IF(M168=3,$O168,0)","v":0},{"$f":"(CE168)*3.6*1000/CF$7/CF$8","v":0},{"$f":"IF(L168=0,0,IF(CF168/L168<CG$4,CF168,CG$4*L168))","v":0},{"$f":"IF(L168=0,0,IF(CF168/L168<CH$4,IF(CF168/L168<CG$4,0,CF168-CG$4*L168),L168*(CH$4-CG$4)))","v":0},{"$f":"IF(L168=0,0,IF(CF168/L168<CI$4,IF(CF168/L168<CH$4,0,CF168-L168*CH$4),L168*(CI$4-CH$4)))","v":0},{"$f":"+IF(L168=0,0,IF(CF168/L168<CI$4,0,CF168-L168*CI$4))","v":0},{"$f":"CF168-SUM(CG168:CJ168)","v":0},{"$f":"+IF(M168=3,CL$4*L168,0)","v":0},{"$f":"CM$4*CG168","v":0},{"$f":"CN$4*CH168","v":0},{"$f":"CO$4*CI168","v":0},{"$f":"CP$4*CJ168","v":0},{"$f":"SUM(CL168:CP168)","v":0},{"$f":"IF((CE168)=0,0,CQ168/(CE168))","v":0},{"$f":"+IF(M168=3,CS$4*L168,0)","v":0},{"$f":"+CE168*CT$4","v":0},{"$f":"+L168*CU$4*CD168","v":0},0,{"$f":"IF(CE168=0,0,(CV168)/(CE168))","v":0},{"$f":"+IF((CV168+CB168+BS168)=0,0,(CV168+CB168+BS168-AY168)/(CV168+CB168+BS168))","v":0},{"$f":"+IF(#REF!=0,0,(#REF!-#REF!)/#REF!)","v":{"$error":"#REF!"}}]
[64,{"$f":"+SettlementBcons!A125","v":0},{"$f":"+SettlementBcons!CC125","v":0},{"$f":"+SettlementBcons!BN125","v":0},{"$f":"+SettlementBcons!BC125","v":0},"",{"$f":"+SettlementBcons!BU125","v":0},{"$f":"+SettlementBcons!BW125/1000","v":0},0,"default",1,0,3,{"$f":"+L169*G169","v":0},0,null,2000,0,0,0,0,0,0,{"$f":"IF(L169=0,\"\",VLOOKUP($R169/1000,Networkdesign!$R$4:$T$17,3))","v":""},{"$f":"IF(L169=0,0,VLOOKUP($S169/L169/1000,Networkdesign!$R$4:$U$17,4))","v":0},{"$f":"($Y169=Z$7)*Z$8*$L169","v":0},0,0,0,0,0,0,{"$f":"+(Z169*Networkdesign!O$6+AA169*Networkdesign!O$8+AB169*Networkdesign!O$9+AC169*Networkdesign!O$10+AD169*Networkdesign!O$11+AE169*Networkdesign!O$12)/1000","v":0},{"$f":"+(Z169*Network!G$76+AA169*Network!I$76+AB169*Network!J$76+AC169*Network!K$76+AD169*Network!L$76+AE169*Network!M$76)","v":0},{"$f":"IF($L169=0,0,IF($O169/$L169<AI$4,IF($O169/$L169<AI$3,0,$O169/$L169-AI$3),AI$4-AI$3)*$L169)","v":0},0,0,0,0,0,0,0,0,0,0,0,0,0,0,0,0,0,{"$f":"IF(M169>1,0,BA$8*$W169+S169*Summary!J$391)","v":0},0,0,0,0,0,0,0,0,0,0,0,0,0,0,0,0,{"$f":"Summary!J$83*(+BA169)","v":0},0,0,{"$f":"+IF($M169=2,IF($O169<Summary!$F$383,Summary!$J$398*$L169,$BU$8*$W169),0)","v":0},0,0,0,0,0,0,0,0,{"$f":"+IF(M169=3,IF(O169<Summary!F$383,Summary!J$406*L169,CD$8*W169),0)","v":0},0,0,0,0,0,0,0,0,0,0,0,0,0,0,0,0,0,0,0,0,{"$f":"+IF(#REF!=0,0,(#REF!-#REF!)/#REF!)","v":{"$error":"#REF!"}}]
[65,{"$f":"+SettlementBcons!A126","v":0},{"$f":"+SettlementBcons!CC126","v":0},{"$f":"+SettlementBcons!BN126","v":0},{"$f":"+SettlementBcons!BC126","v":0},"",{"$f":"+SettlementBcons!BU126","v":0},{"$f":"+SettlementBcons!BW126/1000","v":0},0,"default",1,0,3,0,0,null,2000,0,0,0,0,0,0,{"$f":"IF(L170=0,\"\",VLOOKUP($R170/1000,Networkdesign!$R$4:$T$17,3))","v":""},{"$f":"IF(L170=0,0,VLOOKUP($S170/L170/1000,Networkdesign!$R$4:$U$17,4))","v":0},0,0,0,0,0,0,0,{"$f":"+(Z170*Networkdesign!O$6+AA170*Networkdesign!O$8+AB170*Networkdesign!O$9+AC170*Networkdesign!O$10+AD170*Networkdesign!O$11+AE170*Networkdesign!O$12)/1000","v":0},{"$f":"+(Z170*Network!G$76+AA170*Network!I$76+AB170*Network!J$76+AC170*Network!K$76+AD170*Network!L$76+AE170*Network!M$76)","v":0},0,0,0,0,0,0,0,0,0,0,0,0,0,0,0,0,0,0,{"$f":"IF(M170>1,0,BA$8*$W170+S170*Summary!J$391)","v":0},0,0,0,0,0,0,0,0,0,0,0,0,0,{"$f":"+BB170*BO$4","v":0},{"$f":"IF(M170>1,0,+L170*BP$4)","v":0},{"$f":"IF(M170>1,0,O170*BQ$4)","v":0},{"$f":"Summary!J$83*(+BA170)","v":0},{"$f":"+BM170+BO170+BP170+BQ170+BR170","v":0},0,{"$f":"+IF($M170=2,IF($O170<Summary!$F$383,Summary!$J$398*$L170,$BU$8*$W170),0)","v":0},0,0,0,0,0,0,0,0,{"$f":"+IF(M170=3,IF(O170<Summary!F$383,Summary!J$406*L170,CD$8*W170),0)","v":0},0,0,0,0,0,0,0,0,0,0,0,0,0,0,0,0,0,{"$f":"+CS170+CQ170+CT170+CU170","v":0},0,0,{"$f":"+IF(#REF!=0,0,(#REF!-#REF!)/#REF!)","v":{"$error":"#REF!"}}]
[66,{"$f":"+SettlementBcons!A127","v":0},{"$f":"+SettlementBcons!CC127","v":0},{"$f":"+SettlementBcons!BN127","v":0},{"$f":"+SettlementBcons!BC127","v":0},"",0,{"$f":"+SettlementBcons!BW127/1000","v":0},0,"default",1,0,3,0,0,null,2000,0,0,0,0,0,0,{"$f":"IF(L171=0,\"\",VLOOKUP($R171/1000,Networkdesign!$R$4:$T$17,3))","v":""},{"$f":"IF(L171=0,0,VLOOKUP($S171/L171/1000,Networkdesign!$R$4:$U$17,4))","v":0},0,0,0,0,0,0,0,{"$f":"+(Z171*Networkdesign!O$6+AA171*Networkdesign!O$8+AB171*Networkdesign!O$9+AC171*Networkdesign!O$10+AD171*Networkdesign!O$11+AE171*Networkdesign!O$12)/1000","v":0},{"$f":"+(Z171*Network!G$76+AA171*Network!I$76+AB171*Network!J$76+AC171*Network!K$76+AD171*Network!L$76+AE171*Network!M$76)","v":0},0,0,0,0,0,0,0,0,0,0,0,0,0,0,0,0,0,0,{"$f":"IF(M171>1,0,BA$8*$W171+S171*Summary!J$391)","v":0},0,0,0,0,0,0,0,0,0,0,0,0,0,0,0,0,{"$f":"Summary!J$83*(+BA171)","v":0},0,0,{"$f":"+IF($M171=2,IF($O171<Summary!$F$383,Summary!$J$398*$L171,$BU$8*$W171),0)","v":0},0,0,0,0,0,0,0,0,{"$f":"+IF(M171=3,IF(O171<Summary!F$383,Summary!J$406*L171,CD$8*W171),0)","v":0},0,0,0,0,0,0,0,0,0,0,0,0,0,0,0,0,0,0,0,0,{"$f":"+IF(#REF!=0,0,(#REF!-#REF!)/#REF!)","v":{"$error":"#REF!"}}]
[67,{"$f":"+SettlementBcons!A128","v":0},{"$f":"+SettlementBcons!CC128","v":0},{"$f":"+SettlementBcons!BN128","v":0},{"$f":"+SettlementBcons!BC128","v":0},"",{"$f":"+SettlementBcons!BU128","v":0},{"$f":"+SettlementBcons!BW128/1000","v":0},0,"default",1,0,3,0,0,null,2000,0,0,0,0,0,0,{"$f":"IF(L172=0,\"\",VLOOKUP($R172/1000,Networkdesign!$R$4:$T$17,3))","v":""},{"$f":"IF(L172=0,0,VLOOKUP($S172/L172/1000,Networkdesign!$R$4:$U$17,4))","v":0},0,0,0,0,0,0,0,{"$f":"+(Z172*Networkdesign!O$6+AA172*Networkdesign!O$8+AB172*Networkdesign!O$9+AC172*Networkdesign!O$10+AD172*Networkdesign!O$11+AE172*Networkdesign!O$12)/1000","v":0},{"$f":"+(Z172*Network!G$76+AA172*Network!I$76+AB172*Network!J$76+AC172*Network!K$76+AD172*Network!L$76+AE172*Network!M$76)","v":0},0,0,0,0,0,0,0,0,0,0,0,0,0,0,0,0,0,0,{"$f":"IF(M172>1,0,BA$8*$W172+S172*Summary!J$391)","v":0},0,0,0,0,0,0,0,0,0,0,0,0,0,0,0,0,{"$f":"Summary!J$83*(+BA172)","v":0},0,0,{"$f":"+IF($M172=2,IF($O172<Summary!$F$383,Summary!$J$398*$L172,$BU$8*$W172),0)","v":0},0,0,0,0,0,0,0,0,{"$f":"+IF(M172=3,IF(O172<Summary!F$383,Summary!J$406*L172,CD$8*W172),0)","v":0},0,0,0,0,0,0,0,0,0,0,0,0,0,0,0,0,0,0,0,0,{"$f":"+IF(#REF!=0,0,(#REF!-#REF!)/#REF!)","v":{"$error":"#REF!"}}]
[68,{"$f":"+SettlementBcons!A129","v":0},{"$f":"+SettlementBcons!CC129","v":0},{"$f":"+SettlementBcons!BN129","v":0},{"$f":"+SettlementBcons!BC129","v":0},"",{"$f":"+SettlementBcons!BU129","v":0},{"$f":"+SettlementBcons!BW129/1000","v":0},0,"default",1,0,3,0,0,null,2000,0,0,0,0,0,0,{"$f":"IF(L173=0,\"\",VLOOKUP($R173/1000,Networkdesign!$R$4:$T$17,3))","v":""},{"$f":"IF(L173=0,0,VLOOKUP($S173/L173/1000,Networkdesign!$R$4:$U$17,4))","v":0},0,0,0,0,0,0,0,{"$f":"+(Z173*Networkdesign!O$6+AA173*Networkdesign!O$8+AB173*Networkdesign!O$9+AC173*Networkdesign!O$10+AD173*Networkdesign!O$11+AE173*Networkdesign!O$12)/1000","v":0},{"$f":"+(Z173*Network!G$76+AA173*Network!I$76+AB173*Network!J$76+AC173*Network!K$76+AD173*Network!L$76+AE173*Network!M$76)","v":0},0,0,0,0,0,0,0,0,0,0,0,0,0,0,0,0,0,0,{"$f":"IF(M173>1,0,BA$8*$W173+S173*Summary!J$391)","v":0},0,0,0,0,0,0,0,0,0,0,0,0,0,0,0,0,{"$f":"Summary!J$83*(+BA173)","v":0},0,0,{"$f":"+IF($M173=2,IF($O173<Summary!$F$383,Summary!$J$398*$L173,$BU$8*$W173),0)","v":0},0,0,0,0,0,0,0,0,{"$f":"+IF(M173=3,IF(O173<Summary!F$383,Summary!J$406*L173,CD$8*W173),0)","v":0},0,0,0,0,0,0,0,0,0,0,0,0,0,0,0,0,0,0,0,0,{"$f":"+IF(#REF!=0,0,(#REF!-#REF!)/#REF!)","v":{"$error":"#REF!"}}]
[69,{"$f":"+SettlementBcons!A130","v":0},{"$f":"+SettlementBcons!CC130","v":0},{"$f":"+SettlementBcons!BN130","v":0},{"$f":"+SettlementBcons!BC130","v":0},"",{"$f":"+SettlementBcons!BU130","v":0},{"$f":"+SettlementBcons!BW130/1000","v":0},0,"default",1,0,3,0,0,null,2000,0,0,0,0,0,0,{"$f":"IF(L174=0,\"\",VLOOKUP($R174/1000,Networkdesign!$R$4:$T$17,3))","v":""},{"$f":"IF(L174=0,0,VLOOKUP($S174/L174/1000,Networkdesign!$R$4:$U$17,4))","v":0},0,0,0,0,0,0,0,{"$f":"+(Z174*Networkdesign!O$6+AA174*Networkdesign!O$8+AB174*Networkdesign!O$9+AC174*Networkdesign!O$10+AD174*Networkdesign!O$11+AE174*Networkdesign!O$12)/1000","v":0},{"$f":"+(Z174*Network!G$76+AA174*Network!I$76+AB174*Network!J$76+AC174*Network!K$76+AD174*Network!L$76+AE174*Network!M$76)","v":0},0,0,0,0,0,0,0,0,0,0,0,0,0,0,0,0,0,0,{"$f":"IF(M174>1,0,BA$8*$W174+S174*Summary!J$391)","v":0},0,0,0,0,0,0,0,0,0,0,0,0,0,0,0,0,{"$f":"Summary!J$83*(+BA174)","v":0},0,0,{"$f":"+IF($M174=2,IF($O174<Summary!$F$383,Summary!$J$398*$L174,$BU$8*$W174),0)","v":0},0,0,0,0,0,0,0,0,{"$f":"+IF(M174=3,IF(O174<Summary!F$383,Summary!J$406*L174,CD$8*W174),0)","v":0},0,0,0,0,0,0,0,0,0,0,0,0,0,0,0,0,0,0,0,0,{"$f":"+IF(#REF!=0,0,(#REF!-#REF!)/#REF!)","v":{"$error":"#REF!"}}]
[70,{"$f":"+SettlementBcons!A131","v":0},{"$f":"+SettlementBcons!CC131","v":0},{"$f":"+SettlementBcons!BN131","v":0},{"$f":"+SettlementBcons!BC131","v":0},"",{"$f":"+SettlementBcons!BU131","v":0},{"$f":"+SettlementBcons!BW131/1000","v":0},0,"default",1,0,3,0,0,null,2000,0,0,0,0,0,0,{"$f":"IF(L175=0,\"\",VLOOKUP($R175/1000,Networkdesign!$R$4:$T$17,3))","v":""},{"$f":"IF(L175=0,0,VLOOKUP($S175/L175/1000,Networkdesign!$R$4:$U$17,4))","v":0},0,0,0,0,0,0,0,{"$f":"+(Z175*Networkdesign!O$6+AA175*Networkdesign!O$8+AB175*Networkdesign!O$9+AC175*Networkdesign!O$10+AD175*Networkdesign!O$11+AE175*Networkdesign!O$12)/1000","v":0},{"$f":"+(Z175*Network!G$76+AA175*Network!I$76+AB175*Network!J$76+AC175*Network!K$76+AD175*Network!L$76+AE175*Network!M$76)","v":0},0,0,0,0,0,0,0,0,0,0,0,0,0,0,0,0,0,0,{"$f":"IF(M175>1,0,BA$8*$W175+S175*Summary!J$391)","v":0},0,0,0,0,0,0,0,0,0,0,0,0,0,0,0,0,{"$f":"Summary!J$83*(+BA175)","v":0},0,0,{"$f":"+IF($M175=2,IF($O175<Summary!$F$383,Summary!$J$398*$L175,$BU$8*$W175),0)","v":0},0,0,0,0,0,0,0,0,{"$f":"+IF(M175=3,IF(O175<Summary!F$383,Summary!J$406*L175,CD$8*W175),0)","v":0},0,0,0,0,0,0,0,0,0,0,0,0,0,0,0,0,0,0,0,0,{"$f":"+IF(#REF!=0,0,(#REF!-#REF!)/#REF!)","v":{"$error":"#REF!"}}]
[71,{"$f":"+SettlementBcons!A132","v":0},{"$f":"+SettlementBcons!CC132","v":0},{"$f":"+SettlementBcons!BN132","v":0},{"$f":"+SettlementBcons!BC132","v":0},"",{"$f":"+SettlementBcons!BU132","v":0},{"$f":"+SettlementBcons!BW132/1000","v":0},{"$f":"+IF(G176=\"<Null>\",0,IF(G176=0,0,H176*1000/G176))","v":0},"default",1,{"$f":"+K176*L$105","v":0},3,{"$f":"+L176*G176","v":0},{"$f":"+N176*I176/1000","v":0},null,{"$f":"+IF(P176>0,P176,Q$7)","v":2000},{"$f":"+G176*I176/Q176","v":0},{"$f":"+O176/Q176*1000","v":0},{"$f":"+AH176*T$28","v":0},{"$f":"+W176*U$28","v":0},{"$f":"SUM(T176:U176)","v":0},{"$f":"+W$7*R176^W$8*L176","v":0},{"$f":"IF(L176=0,\"\",VLOOKUP($R176/1000,Networkdesign!$R$4:$T$17,3))","v":""},{"$f":"IF(L176=0,0,VLOOKUP($S176/L176/1000,Networkdesign!$R$4:$U$17,4))","v":0},0,0,0,0,0,0,{"$f":"+SUM(Z176:AE176)","v":0},{"$f":"+(Z176*Networkdesign!O$6+AA176*Networkdesign!O$8+AB176*Networkdesign!O$9+AC176*Networkdesign!O$10+AD176*Networkdesign!O$11+AE176*Networkdesign!O$12)/1000","v":0},{"$f":"+(Z176*Network!G$76+AA176*Network!I$76+AB176*Network!J$76+AC176*Network!K$76+AD176*Network!L$76+AE176*Network!M$76)","v":0},0,0,0,0,{"$f":"+SUM(AI176:AL176)-O176","v":0},{"$f":"+AI176*AN$4","v":0},{"$f":"+AJ176*AO$4","v":0},{"$f":"+AK176*AP$4","v":0},{"$f":"+AL176*AQ$4","v":0},{"$f":"+AR$4*L176","v":0},{"$f":"+O176*AS$4","v":0},{"$f":"+SUM(AN176:AS176)","v":0},{"$f":"+IF(O176=0,0,AT176/O176)","v":0},{"$f":"+AV$4*L176","v":0},{"$f":"+O176*AW$4","v":0},{"$f":"+(V176+W176)*AX$4*L176","v":0},{"$f":"+AT176+SUM(AV176:AX176)","v":0},{"$f":"+IF(O176=0,0,AY176/O176)","v":0},{"$f":"IF(M176>1,0,BA$8*$W176+S176*Summary!J$391)","v":0},{"$f":"IF(M176>1,0,O176)","v":0},{"$f":"+BB176/BC$8","v":0},{"$f":"IF($L176=0,0,IF(BC176/$L176<BD$4,BC176,BD$4*$L176))","v":0},{"$f":"IF($L176=0,0,IF(BC176/$L176<BE$4,IF(BC176/$L176<BD$4,0,BC176-BD$4*$L176),$L176*(BE$4-BD$4)))","v":0},{"$f":"IF($L176=0,0,IF(BC176/$L176<BF$4,IF(BC176/$L176<BE$4,0,BC176-$L176*BE$4),$L176*(BF$4-BE$4)))","v":0},{"$f":"+IF($L176=0,0,IF(BC176/$L176<BF$4,0,BC176-$L176*BF$4))","v":0},0,{"$f":"+BI$4*BD176","v":0},{"$f":"+BJ$4*BE176","v":0},{"$f":"+BK$4*BF176","v":0},{"$f":"+BL$4*BG176","v":0},{"$f":"+SUM(BH176:BL176)","v":0},{"$f":"+IF(BB176=0,0,BM176/BB176)","v":0},0,0,0,{"$f":"Summary!J$83*(+BA176)","v":0},0,{"$f":"IF(+BB176=0,0,BS176/(+BB176))","v":0},{"$f":"+IF($M176=2,IF($O176<Summary!$F$383,Summary!$J$398*$L176,$BU$8*$W176),0)","v":0},0,{"$f":"(BV176)/BW$8","v":0},{"$f":"+BW176*BX$4","v":0},0,{"$f":"+BV176*BZ$4","v":0},{"$f":"+BU176*CA$4*L176","v":0},{"$f":"+SUM(BX176:CA176)","v":0},{"$f":"IF(BW176=0,0,(CB176)/(BV176))","v":0},{"$f":"+IF(M176=3,IF(O176<Summary!F$383,Summary!J$406*L176,CD$8*W176),0)","v":0},{"$f":"IF(M176=3,$O176,0)","v":0},{"$f":"(CE176)*3.6*1000/CF$7/CF$8","v":0},{"$f":"IF(L176=0,0,IF(CF176/L176<CG$4,CF176,CG$4*L176))","v":0},{"$f":"IF(L176=0,0,IF(CF176/L176<CH$4,IF(CF176/L176<CG$4,0,CF176-CG$4*L176),L176*(CH$4-CG$4)))","v":0},{"$f":"IF(L176=0,0,IF(CF176/L176<CI$4,IF(CF176/L176<CH$4,0,CF176-L176*CH$4),L176*(CI$4-CH$4)))","v":0},{"$f":"+IF(L176=0,0,IF(CF176/L176<CI$4,0,CF176-L176*CI$4))","v":0},{"$f":"CF176-SUM(CG176:CJ176)","v":0},{"$f":"+IF(M176=3,CL$4*L176,0)","v":0},{"$f":"CM$4*CG176","v":0},{"$f":"CN$4*CH176","v":0},{"$f":"CO$4*CI176","v":0},{"$f":"CP$4*CJ176","v":0},{"$f":"SUM(CL176:CP176)","v":0},{"$f":"IF((CE176)=0,0,CQ176/(CE176))","v":0},{"$f":"+IF(M176=3,CS$4*L176,0)","v":0},{"$f":"+CE176*CT$4","v":0},{"$f":"+L176*CU$4*CD176","v":0},0,{"$f":"IF(CE176=0,0,(CV176)/(CE176))","v":0},{"$f":"+IF((CV176+CB176+BS176)=0,0,(CV176+CB176+BS176-AY176)/(CV176+CB176+BS176))","v":0},{"$f":"+IF(#REF!=0,0,(#REF!-#REF!)/#REF!)","v":{"$error":"#REF!"}}]
[{"$f":"A176+1","v":72},{"$f":"+SettlementBcons!A133","v":0},{"$f":"+SettlementBcons!CC133","v":0},{"$f":"+SettlementBcons!BN133","v":0},{"$f":"+SettlementBcons!BC133","v":0},"",{"$f":"+SettlementBcons!BU133","v":0},{"$f":"+SettlementBcons!BW133/1000","v":0},0,"default",1,0,3,0,0,null,2000,0,0,0,0,0,0,{"$f":"IF(L177=0,\"\",VLOOKUP($R177/1000,Networkdesign!$R$4:$T$17,3))","v":""},{"$f":"IF(L177=0,0,VLOOKUP($S177/L177/1000,Networkdesign!$R$4:$U$17,4))","v":0},0,0,0,0,0,0,0,{"$f":"+(Z177*Networkdesign!O$6+AA177*Networkdesign!O$8+AB177*Networkdesign!O$9+AC177*Networkdesign!O$10+AD177*Networkdesign!O$11+AE177*Networkdesign!O$12)/1000","v":0},{"$f":"+(Z177*Network!G$76+AA177*Network!I$76+AB177*Network!J$76+AC177*Network!K$76+AD177*Network!L$76+AE177*Network!M$76)","v":0},0,0,0,0,0,0,0,0,0,0,0,0,0,0,0,0,0,0,{"$f":"IF(M177>1,0,BA$8*$W177+S177*Summary!J$391)","v":0},0,0,0,0,0,0,0,0,0,0,0,0,0,0,0,0,{"$f":"Summary!J$83*(+BA177)","v":0},0,0,{"$f":"+IF($M177=2,IF($O177<Summary!$F$383,Summary!$J$398*$L177,$BU$8*$W177),0)","v":0},0,0,0,0,0,0,0,0,{"$f":"+IF(M177=3,IF(O177<Summary!F$383,Summary!J$406*L177,CD$8*W177),0)","v":0},0,0,0,0,0,0,0,0,0,0,0,0,0,0,0,0,0,0,0,0,{"$f":"+IF(#REF!=0,0,(#REF!-#REF!)/#REF!)","v":{"$error":"#REF!"}}]
[73,{"$f":"+SettlementBcons!A134","v":0},{"$f":"+SettlementBcons!CC134","v":0},{"$f":"+SettlementBcons!BN134","v":0},{"$f":"+SettlementBcons!BC134","v":0},"",{"$f":"+SettlementBcons!BU134","v":0},{"$f":"+SettlementBcons!BW134/1000","v":0},0,"default",1,0,3,0,0,null,2000,0,0,0,0,0,0,{"$f":"IF(L178=0,\"\",VLOOKUP($R178/1000,Networkdesign!$R$4:$T$17,3))","v":""},{"$f":"IF(L178=0,0,VLOOKUP($S178/L178/1000,Networkdesign!$R$4:$U$17,4))","v":0},0,0,0,0,0,0,0,{"$f":"+(Z178*Networkdesign!O$6+AA178*Networkdesign!O$8+AB178*Networkdesign!O$9+AC178*Networkdesign!O$10+AD178*Networkdesign!O$11+AE178*Networkdesign!O$12)/1000","v":0},{"$f":"+(Z178*Network!G$76+AA178*Network!I$76+AB178*Network!J$76+AC178*Network!K$76+AD178*Network!L$76+AE178*Network!M$76)","v":0},0,0,0,0,0,0,0,0,0,0,0,0,0,0,0,0,0,0,{"$f":"IF(M178>1,0,BA$8*$W178+S178*Summary!J$391)","v":0},0,0,0,0,0,0,0,0,0,0,0,0,0,0,0,0,{"$f":"Summary!J$83*(+BA178)","v":0},0,0,{"$f":"+IF($M178=2,IF($O178<Summary!$F$383,Summary!$J$398*$L178,$BU$8*$W178),0)","v":0},0,0,0,0,0,0,0,0,{"$f":"+IF(M178=3,IF(O178<Summary!F$383,Summary!J$406*L178,CD$8*W178),0)","v":0},0,0,0,0,0,0,0,0,0,0,0,0,0,0,0,0,0,0,0,0,{"$f":"+IF(#REF!=0,0,(#REF!-#REF!)/#REF!)","v":{"$error":"#REF!"}}]
[74,{"$f":"+SettlementBcons!A135","v":0},{"$f":"+SettlementBcons!CC135","v":0},{"$f":"+SettlementBcons!BN135","v":0},{"$f":"+SettlementBcons!BC135","v":0},"",{"$f":"+SettlementBcons!BU135","v":0},{"$f":"+SettlementBcons!BW135/1000","v":0},0,"default",1,0,3,0,0,null,2000,0,0,0,0,0,0,{"$f":"IF(L179=0,\"\",VLOOKUP($R179/1000,Networkdesign!$R$4:$T$17,3))","v":""},{"$f":"IF(L179=0,0,VLOOKUP($S179/L179/1000,Networkdesign!$R$4:$U$17,4))","v":0},0,0,0,0,0,0,0,{"$f":"+(Z179*Networkdesign!O$6+AA179*Networkdesign!O$8+AB179*Networkdesign!O$9+AC179*Networkdesign!O$10+AD179*Networkdesign!O$11+AE179*Networkdesign!O$12)/1000","v":0},{"$f":"+(Z179*Network!G$76+AA179*Network!I$76+AB179*Network!J$76+AC179*Network!K$76+AD179*Network!L$76+AE179*Network!M$76)","v":0},0,0,0,0,0,0,0,0,0,0,0,0,0,0,0,0,0,0,{"$f":"IF(M179>1,0,BA$8*$W179+S179*Summary!J$391)","v":0},0,0,0,0,0,0,0,0,0,0,0,0,0,0,0,0,{"$f":"Summary!J$83*(+BA179)","v":0},0,0,{"$f":"+IF($M179=2,IF($O179<Summary!$F$383,Summary!$J$398*$L179,$BU$8*$W179),0)","v":0},0,0,0,0,0,0,0,0,{"$f":"+IF(M179=3,IF(O179<Summary!F$383,Summary!J$406*L179,CD$8*W179),0)","v":0},0,0,0,0,0,0,0,0,0,0,0,0,0,0,0,0,0,0,0,0,{"$f":"+IF(#REF!=0,0,(#REF!-#REF!)/#REF!)","v":{"$error":"#REF!"}}]
[75,{"$f":"+SettlementBcons!A136","v":0},{"$f":"+SettlementBcons!CC136","v":0},{"$f":"+SettlementBcons!BN136","v":0},{"$f":"+SettlementBcons!BC136","v":0},"",{"$f":"+SettlementBcons!BU136","v":0},{"$f":"+SettlementBcons!BW136/1000","v":0},0,"default",1,0,3,0,0,null,2000,0,0,0,0,0,0,{"$f":"IF(L180=0,\"\",VLOOKUP($R180/1000,Networkdesign!$R$4:$T$17,3))","v":""},{"$f":"IF(L180=0,0,VLOOKUP($S180/L180/1000,Networkdesign!$R$4:$U$17,4))","v":0},0,0,0,0,0,0,0,{"$f":"+(Z180*Networkdesign!O$6+AA180*Networkdesign!O$8+AB180*Networkdesign!O$9+AC180*Networkdesign!O$10+AD180*Networkdesign!O$11+AE180*Networkdesign!O$12)/1000","v":0},{"$f":"+(Z180*Network!G$76+AA180*Network!I$76+AB180*Network!J$76+AC180*Network!K$76+AD180*Network!L$76+AE180*Network!M$76)","v":0},0,0,0,0,0,0,0,0,0,0,0,0,0,0,0,0,0,0,{"$f":"IF(M180>1,0,BA$8*$W180+S180*Summary!J$391)","v":0},0,0,0,0,0,0,0,0,0,0,0,0,0,0,0,0,{"$f":"Summary!J$83*(+BA180)","v":0},0,0,{"$f":"+IF($M180=2,IF($O180<Summary!$F$383,Summary!$J$398*$L180,$BU$8*$W180),0)","v":0},0,0,0,0,0,0,0,0,{"$f":"+IF(M180=3,IF(O180<Summary!F$383,Summary!J$406*L180,CD$8*W180),0)","v":0},0,0,0,0,0,0,0,0,0,0,0,0,0,0,0,0,0,0,0,0,{"$f":"+IF(#REF!=0,0,(#REF!-#REF!)/#REF!)","v":{"$error":"#REF!"}}]
[76,{"$f":"+SettlementBcons!A137","v":0},{"$f":"+SettlementBcons!CC137","v":0},{"$f":"+SettlementBcons!BN137","v":0},{"$f":"+SettlementBcons!BC137","v":0},"",{"$f":"+SettlementBcons!BU137","v":0},{"$f":"+SettlementBcons!BW137/1000","v":0},0,"default",1,0,3,0,0,null,2000,0,0,0,0,0,0,{"$f":"IF(L181=0,\"\",VLOOKUP($R181/1000,Networkdesign!$R$4:$T$17,3))","v":""},{"$f":"IF(L181=0,0,VLOOKUP($S181/L181/1000,Networkdesign!$R$4:$U$17,4))","v":0},0,0,0,0,0,0,0,{"$f":"+(Z181*Networkdesign!O$6+AA181*Networkdesign!O$8+AB181*Networkdesign!O$9+AC181*Networkdesign!O$10+AD181*Networkdesign!O$11+AE181*Networkdesign!O$12)/1000","v":0},{"$f":"+(Z181*Network!G$76+AA181*Network!I$76+AB181*Network!J$76+AC181*Network!K$76+AD181*Network!L$76+AE181*Network!M$76)","v":0},0,0,0,0,0,0,0,0,0,0,0,0,0,0,0,0,0,0,{"$f":"IF(M181>1,0,BA$8*$W181+S181*Summary!J$391)","v":0},0,0,0,0,0,0,0,0,0,0,0,0,0,0,0,0,{"$f":"Summary!J$83*(+BA181)","v":0},0,0,{"$f":"+IF($M181=2,IF($O181<Summary!$F$383,Summary!$J$398*$L181,$BU$8*$W181),0)","v":0},0,0,0,0,0,0,0,0,{"$f":"+IF(M181=3,IF(O181<Summary!F$383,Summary!J$406*L181,CD$8*W181),0)","v":0},0,0,0,0,0,0,0,0,0,0,0,0,0,0,0,0,0,0,0,0,{"$f":"+IF(#REF!=0,0,(#REF!-#REF!)/#REF!)","v":{"$error":"#REF!"}}]
[77,{"$f":"+SettlementBcons!A138","v":0},{"$f":"+SettlementBcons!CC138","v":0},{"$f":"+SettlementBcons!BN138","v":0},{"$f":"+SettlementBcons!BC138","v":0},"",{"$f":"+SettlementBcons!BU138","v":0},{"$f":"+SettlementBcons!BW138/1000","v":0},0,"default",1,0,3,0,0,null,2000,0,0,0,0,0,0,{"$f":"IF(L182=0,\"\",VLOOKUP($R182/1000,Networkdesign!$R$4:$T$17,3))","v":""},{"$f":"IF(L182=0,0,VLOOKUP($S182/L182/1000,Networkdesign!$R$4:$U$17,4))","v":0},0,0,0,0,0,0,0,{"$f":"+(Z182*Networkdesign!O$6+AA182*Networkdesign!O$8+AB182*Networkdesign!O$9+AC182*Networkdesign!O$10+AD182*Networkdesign!O$11+AE182*Networkdesign!O$12)/1000","v":0},{"$f":"+(Z182*Network!G$76+AA182*Network!I$76+AB182*Network!J$76+AC182*Network!K$76+AD182*Network!L$76+AE182*Network!M$76)","v":0},0,0,0,0,0,0,0,0,0,0,0,0,0,0,0,0,0,0,{"$f":"IF(M182>1,0,BA$8*$W182+S182*Summary!J$391)","v":0},0,0,0,0,0,0,0,0,0,0,0,0,0,0,0,0,{"$f":"Summary!J$83*(+BA182)","v":0},0,0,{"$f":"+IF($M182=2,IF($O182<Summary!$F$383,Summary!$J$398*$L182,$BU$8*$W182),0)","v":0},0,0,0,0,0,0,0,0,{"$f":"+IF(M182=3,IF(O182<Summary!F$383,Summary!J$406*L182,CD$8*W182),0)","v":0},0,0,0,0,0,0,0,0,0,0,0,0,0,0,0,0,0,0,0,0,{"$f":"+IF(#REF!=0,0,(#REF!-#REF!)/#REF!)","v":{"$error":"#REF!"}}]
[78,{"$f":"+SettlementBcons!A139","v":0},{"$f":"+SettlementBcons!CC139","v":0},{"$f":"+SettlementBcons!BN139","v":0},{"$f":"+SettlementBcons!BC139","v":0},"",{"$f":"+SettlementBcons!BU139","v":0},{"$f":"+SettlementBcons!BW139/1000","v":0},0,"default",1,0,3,0,0,null,2000,0,0,0,0,0,0,{"$f":"IF(L183=0,\"\",VLOOKUP($R183/1000,Networkdesign!$R$4:$T$17,3))","v":""},{"$f":"IF(L183=0,0,VLOOKUP($S183/L183/1000,Networkdesign!$R$4:$U$17,4))","v":0},0,0,0,0,0,0,0,{"$f":"+(Z183*Networkdesign!O$6+AA183*Networkdesign!O$8+AB183*Networkdesign!O$9+AC183*Networkdesign!O$10+AD183*Networkdesign!O$11+AE183*Networkdesign!O$12)/1000","v":0},{"$f":"+(Z183*Network!G$76+AA183*Network!I$76+AB183*Network!J$76+AC183*Network!K$76+AD183*Network!L$76+AE183*Network!M$76)","v":0},0,0,0,0,0,0,0,0,0,0,0,0,0,0,0,0,0,0,{"$f":"IF(M183>1,0,BA$8*$W183+S183*Summary!J$391)","v":0},0,0,0,0,0,0,0,0,0,0,0,0,0,0,0,0,{"$f":"Summary!J$83*(+BA183)","v":0},0,0,{"$f":"+IF($M183=2,IF($O183<Summary!$F$383,Summary!$J$398*$L183,$BU$8*$W183),0)","v":0},0,0,0,0,0,0,0,0,{"$f":"+IF(M183=3,IF(O183<Summary!F$383,Summary!J$406*L183,CD$8*W183),0)","v":0},0,0,0,0,0,0,0,0,0,0,0,0,0,0,0,0,0,0,0,0,{"$f":"+IF(#REF!=0,0,(#REF!-#REF!)/#REF!)","v":{"$error":"#REF!"}}]
[79,{"$f":"+SettlementBcons!A140","v":0},{"$f":"+SettlementBcons!CC140","v":0},{"$f":"+SettlementBcons!BN140","v":0},{"$f":"+SettlementBcons!BC140","v":0},"",{"$f":"+SettlementBcons!BU140","v":0},{"$f":"+SettlementBcons!BW140/1000","v":0},0,"default",1,0,3,0,0,null,2000,0,0,0,0,0,0,{"$f":"IF(L184=0,\"\",VLOOKUP($R184/1000,Networkdesign!$R$4:$T$17,3))","v":""},{"$f":"IF(L184=0,0,VLOOKUP($S184/L184/1000,Networkdesign!$R$4:$U$17,4))","v":0},0,0,0,0,0,0,0,{"$f":"+(Z184*Networkdesign!O$6+AA184*Networkdesign!O$8+AB184*Networkdesign!O$9+AC184*Networkdesign!O$10+AD184*Networkdesign!O$11+AE184*Networkdesign!O$12)/1000","v":0},{"$f":"+(Z184*Network!G$76+AA184*Network!I$76+AB184*Network!J$76+AC184*Network!K$76+AD184*Network!L$76+AE184*Network!M$76)","v":0},0,0,0,0,0,0,0,0,0,0,0,0,0,0,0,0,0,0,{"$f":"IF(M184>1,0,BA$8*$W184+S184*Summary!J$391)","v":0},0,0,0,0,0,0,0,0,0,0,0,0,0,0,0,0,{"$f":"Summary!J$83*(+BA184)","v":0},0,0,{"$f":"+IF($M184=2,IF($O184<Summary!$F$383,Summary!$J$398*$L184,$BU$8*$W184),0)","v":0},0,0,0,0,0,0,0,0,{"$f":"+IF(M184=3,IF(O184<Summary!F$383,Summary!J$406*L184,CD$8*W184),0)","v":0},0,0,0,0,0,0,0,0,0,0,0,0,0,0,0,0,0,0,0,0,{"$f":"+IF(#REF!=0,0,(#REF!-#REF!)/#REF!)","v":{"$error":"#REF!"}}]
[{"$f":"COUNT(A106:A184)","v":79},"I alt",null,null,null,null,{"$f":"SUM(G106:G184)","v":0},0,0,null,{"$f":"SUM(K106:K184)","v":79},{"$f":"SUM(L106:L184)","v":0},{"$f":"IF(L185=0,\" - \",SUM(M106:M184)/L185)","v":" - "},{"$f":"SUM(N106:N184)","v":0},{"$f":"SUM(O106:O184)","v":0},null,{"$f":"+IF(S185=0,0,O185/S185*1000)","v":0},null,{"$f":"SUM(S106:S184)","v":0},{"$f":"SUM(T106:T184)","v":0},{"$f":"SUM(U106:U184)","v":0},{"$f":"SUM(V106:V184)","v":0},{"$f":"SUM(W106:W184)","v":0},"","",{"$f":"SUM(Z106:Z184)","v":0},0,0,0,0,0,0,0,0,0,0,0,0,0,0,0,0,0,0,{"$f":"SUM(AS106:AS184)","v":0},{"$f":"SUM(AT106:AT184)","v":0},0,{"$f":"SUM(AV106:AV184)","v":0},{"$f":"SUM(AW106:AW184)","v":0},{"$f":"SUM(AX106:AX184)","v":0},{"$f":"SUM(AY106:AY184)","v":0},0,{"$f":"SUM(BA106:BA184)","v":0},0,0,0,0,0,0,0,0,0,0,0,0,0,{"$f":"SUM(BO106:BO184)","v":0},{"$f":"SUM(BP106:BP184)","v":0},{"$f":"SUM(BQ106:BQ184)","v":0},{"$f":"SUM(BR106:BR184)","v":0},{"$f":"SUM(BS106:BS184)","v":0},0,{"$f":"SUM(BU106:BU184)","v":0},0,0,0,0,0,0,0,0,{"$f":"SUM(CD106:CD184)","v":0},0,0,0,0,0,0,0,0,0,0,0,0,0,0,{"$f":"SUM(CS106:CS184)","v":0},{"$f":"SUM(CT106:CT184)","v":0},{"$f":"SUM(CU106:CU184)","v":0},{"$f":"SUM(CV106:CV184)","v":0},0,0,{"$f":"+IF(#REF!=0,0,(#REF!-#REF!)/#REF!)","v":{"$error":"#REF!"}}]
[]
[3,"[Settlement B] 3",null,null,null,null,null,null,null,null,"",{"$f":"+Summary!H10","v":0},{"$f":"+Summary!G10","v":3},null,null,null,null,null,null,null,null,null,null,null,null,null,null,null,null,null,null,null,null,null,null,null,null,null,null,null,null,null,null,null,null,null,null,null,null,null,null,null,null,null,null,null,null,null,null,null,null,null,null,null,null,null,null,null,null,null,null,null,null,null,null,null,null,null,null,null,null,null,null,null,null,null,null,null,null,null,null,null,null,null,null,null,null,null,null,null,null,null,""]
[1,{"$f":"+SettlementBcons!A141","v":0},{"$f":"+SettlementBcons!CC141","v":0},{"$f":"+SettlementBcons!BN141","v":0},{"$f":"+SettlementBcons!BC141","v":0},"",{"$f":"+SettlementBcons!BU141","v":0},{"$f":"+SettlementBcons!BW141/1000","v":0},{"$f":"+IF(G188=\"<Null>\",0,IF(G188=0,0,H188*1000/G188))","v":0},"default",1,{"$f":"+K188*L$187","v":0},{"$f":"+M$187","v":3},{"$f":"+L188*G188","v":0},{"$f":"+N188*I188/1000","v":0},null,{"$f":"+IF(P188>0,P188,Q$7)","v":2000},{"$f":"+G188*I188/Q188","v":0},{"$f":"+O188/Q188*1000","v":0},{"$f":"+AH188*T$28","v":0},{"$f":"+W188*U$28","v":0},{"$f":"SUM(T188:U188)","v":0},{"$f":"+W$7*R188^W$8*L188","v":0},{"$f":"IF(L188=0,\"\",VLOOKUP($R188/1000,Networkdesign!$R$4:$T$17,3))","v":""},{"$f":"IF(L188=0,0,VLOOKUP($S188/L188/1000,Networkdesign!$R$4:$U$17,4))","v":0},{"$f":"($Y188=Z$7)*Z$8*$L188","v":0},0,0,0,0,0,{"$f":"+SUM(Z188:AE188)","v":0},{"$f":"+(Z188*Networkdesign!O$6+AA188*Networkdesign!O$8+AB188*Networkdesign!O$9+AC188*Networkdesign!O$10+AD188*Networkdesign!O$11+AE188*Networkdesign!O$12)/1000","v":0},{"$f":"+(Z188*Network!G$76+AA188*Network!I$76+AB188*Network!J$76+AC188*Network!K$76+AD188*Network!L$76+AE188*Network!M$76)","v":0},{"$f":"IF($L188=0,0,IF($O188/$L188<AI$4,IF($O188/$L188<AI$3,0,$O188/$L188-AI$3),AI$4-AI$3)*$L188)","v":0},0,0,0,{"$f":"+SUM(AI188:AL188)-O188","v":0},{"$f":"+AI188*AN$4","v":0},{"$f":"+AJ188*AO$4","v":0},{"$f":"+AK188*AP$4","v":0},{"$f":"+AL188*AQ$4","v":0},{"$f":"+AR$4*L188","v":0},{"$f":"+O188*AS$4","v":0},{"$f":"+SUM(AN188:AS188)","v":0},{"$f":"+IF(O188=0,0,AT188/O188)","v":0},{"$f":"+AV$4*L188","v":0},{"$f":"+O188*AW$4","v":0},{"$f":"+(V188+W188)*AX$4*L188","v":0},{"$f":"+AT188+SUM(AV188:AX188)","v":0},{"$f":"+IF(O188=0,0,AY188/O188)","v":0},{"$f":"IF(M188>1,0,BA$8*$W188+S188*Summary!J$391)","v":0},{"$f":"IF(M188>1,0,O188)","v":0},{"$f":"+BB188/BC$8","v":0},{"$f":"IF($L188=0,0,IF(BC188/$L188<BD$4,BC188,BD$4*$L188))","v":0},{"$f":"IF($L188=0,0,IF(BC188/$L188<BE$4,IF(BC188/$L188<BD$4,0,BC188-BD$4*$L188),$L188*(BE$4-BD$4)))","v":0},{"$f":"IF($L188=0,0,IF(BC188/$L188<BF$4,IF(BC188/$L188<BE$4,0,BC188-$L188*BE$4),$L188*(BF$4-BE$4)))","v":0},{"$f":"+IF($L188=0,0,IF(BC188/$L188<BF$4,0,BC188-$L188*BF$4))","v":0},{"$f":"+BH$4","v":0},{"$f":"+BI$4*BD188","v":0},{"$f":"+BJ$4*BE188","v":0},{"$f":"+BK$4*BF188","v":0},{"$f":"+BL$4*BG188","v":0},{"$f":"+SUM(BH188:BL188)","v":0},{"$f":"+IF(BB188=0,0,BM188/BB188)","v":0},{"$f":"+BB188*BO$4","v":0},{"$f":"IF(M188>1,0,+L188*BP$4)","v":0},{"$f":"IF(M188>1,0,O188*BQ$4)","v":0},{"$f":"Summary!J$83*(+BA188)","v":0},{"$f":"+BM188+BO188+BP188+BQ188+BR188","v":0},{"$f":"IF(+BB188=0,0,BS188/(+BB188))","v":0},{"$f":"+IF($M188=2,IF($O188<Summary!$F$383,Summary!$J$398*$L188,$BU$8*$W188),0)","v":0},{"$f":"IF($M188=2,$O188,0)","v":0},{"$f":"(BV188)/BW$8","v":0},{"$f":"+BW188*BX$4","v":0},{"$f":"+IF($M188=2,BY$4*$L188,0)","v":0},{"$f":"+BV188*BZ$4","v":0},{"$f":"+BU188*CA$4*L188","v":0},{"$f":"+SUM(BX188:CA188)","v":0},{"$f":"IF(BW188=0,0,(CB188)/(BV188))","v":0},{"$f":"+IF(M188=3,IF(O188<Summary!F$383,Summary!J$406*L188,CD$8*W188),0)","v":0},{"$f":"IF(M188=3,$O188,0)","v":0},{"$f":"(CE188)*3.6*1000/CF$7/CF$8","v":0},{"$f":"IF(L188=0,0,IF(CF188/L188<CG$4,CF188,CG$4*L188))","v":0},{"$f":"IF(L188=0,0,IF(CF188/L188<CH$4,IF(CF188/L188<CG$4,0,CF188-CG$4*L188),L188*(CH$4-CG$4)))","v":0},{"$f":"IF(L188=0,0,IF(CF188/L188<CI$4,IF(CF188/L188<CH$4,0,CF188-L188*CH$4),L188*(CI$4-CH$4)))","v":0},{"$f":"+IF(L188=0,0,IF(CF188/L188<CI$4,0,CF188-L188*CI$4))","v":0},{"$f":"CF188-SUM(CG188:CJ188)","v":0},{"$f":"+IF(M188=3,CL$4*L188,0)","v":0},{"$f":"CM$4*CG188","v":0},{"$f":"CN$4*CH188","v":0},{"$f":"CO$4*CI188","v":0},{"$f":"CP$4*CJ188","v":0},{"$f":"SUM(CL188:CP188)","v":0},{"$f":"IF((CE188)=0,0,CQ188/(CE188))","v":0},{"$f":"+IF(M188=3,CS$4*L188,0)","v":0},{"$f":"+CE188*CT$4","v":0},{"$f":"+L188*CU$4*CD188","v":0},{"$f":"+CS188+CQ188+CT188+CU188","v":0},{"$f":"IF(CE188=0,0,(CV188)/(CE188))","v":0},{"$f":"+IF((CV188+CB188+BS188)=0,0,(CV188+CB188+BS188-AY188)/(CV188+CB188+BS188))","v":0},{"$f":"+IF(#REF!=0,0,(#REF!-#REF!)/#REF!)","v":{"$error":"#REF!"}}]
[{"$f":"A188+1","v":2},{"$f":"+SettlementBcons!A142","v":0},{"$f":"+SettlementBcons!CC142","v":0},{"$f":"+SettlementBcons!BN142","v":0},{"$f":"+SettlementBcons!BC142","v":0},"",{"$f":"+SettlementBcons!BU142","v":0},{"$f":"+SettlementBcons!BW142/1000","v":0},0,"default",1,0,3,0,0,null,2000,0,0,0,0,0,0,{"$f":"IF(L189=0,\"\",VLOOKUP($R189/1000,Networkdesign!$R$4:$T$17,3))","v":""},{"$f":"IF(L189=0,0,VLOOKUP($S189/L189/1000,Networkdesign!$R$4:$U$17,4))","v":0},0,0,0,0,0,0,0,{"$f":"+(Z189*Networkdesign!O$6+AA189*Networkdesign!O$8+AB189*Networkdesign!O$9+AC189*Networkdesign!O$10+AD189*Networkdesign!O$11+AE189*Networkdesign!O$12)/1000","v":0},{"$f":"+(Z189*Network!G$76+AA189*Network!I$76+AB189*Network!J$76+AC189*Network!K$76+AD189*Network!L$76+AE189*Network!M$76)","v":0},0,0,0,0,0,0,0,0,0,0,0,0,0,0,0,0,0,0,{"$f":"IF(M189>1,0,BA$8*$W189+S189*Summary!J$391)","v":0},0,0,0,0,0,0,0,0,0,0,0,0,0,0,0,0,{"$f":"Summary!J$83*(+BA189)","v":0},0,0,{"$f":"+IF($M189=2,IF($O189<Summary!$F$383,Summary!$J$398*$L189,$BU$8*$W189),0)","v":0},0,0,0,0,0,0,0,0,{"$f":"+IF(M189=3,IF(O189<Summary!F$383,Summary!J$406*L189,CD$8*W189),0)","v":0},0,0,0,0,0,0,0,0,0,0,0,0,0,0,0,0,0,0,0,0,{"$f":"+IF(#REF!=0,0,(#REF!-#REF!)/#REF!)","v":{"$error":"#REF!"}}]
[3,{"$f":"+SettlementBcons!A143","v":0},{"$f":"+SettlementBcons!CC143","v":0},{"$f":"+SettlementBcons!BN143","v":0},{"$f":"+SettlementBcons!BC143","v":0},"",{"$f":"+SettlementBcons!BU143","v":0},{"$f":"+SettlementBcons!BW143/1000","v":0},0,"default",1,0,3,0,0,null,2000,0,0,0,0,0,0,{"$f":"IF(L190=0,\"\",VLOOKUP($R190/1000,Networkdesign!$R$4:$T$17,3))","v":""},{"$f":"IF(L190=0,0,VLOOKUP($S190/L190/1000,Networkdesign!$R$4:$U$17,4))","v":0},0,0,0,0,0,0,0,{"$f":"+(Z190*Networkdesign!O$6+AA190*Networkdesign!O$8+AB190*Networkdesign!O$9+AC190*Networkdesign!O$10+AD190*Networkdesign!O$11+AE190*Networkdesign!O$12)/1000","v":0},{"$f":"+(Z190*Network!G$76+AA190*Network!I$76+AB190*Network!J$76+AC190*Network!K$76+AD190*Network!L$76+AE190*Network!M$76)","v":0},0,0,0,0,0,0,0,0,0,0,0,0,0,0,0,0,0,0,{"$f":"IF(M190>1,0,BA$8*$W190+S190*Summary!J$391)","v":0},0,0,0,0,0,0,0,0,0,0,0,0,0,0,0,0,{"$f":"Summary!J$83*(+BA190)","v":0},0,0,{"$f":"+IF($M190=2,IF($O190<Summary!$F$383,Summary!$J$398*$L190,$BU$8*$W190),0)","v":0},0,0,0,0,0,0,0,0,{"$f":"+IF(M190=3,IF(O190<Summary!F$383,Summary!J$406*L190,CD$8*W190),0)","v":0},0,0,0,0,0,0,0,0,0,0,0,0,0,0,0,0,0,0,0,0,{"$f":"+IF(#REF!=0,0,(#REF!-#REF!)/#REF!)","v":{"$error":"#REF!"}}]
[4,{"$f":"+SettlementBcons!A144","v":0},{"$f":"+SettlementBcons!CC144","v":0},{"$f":"+SettlementBcons!BN144","v":0},{"$f":"+SettlementBcons!BC144","v":0},"",{"$f":"+SettlementBcons!BU144","v":0},{"$f":"+SettlementBcons!BW144/1000","v":0},0,"default",1,0,3,0,0,null,2000,0,0,0,0,0,0,{"$f":"IF(L191=0,\"\",VLOOKUP($R191/1000,Networkdesign!$R$4:$T$17,3))","v":""},{"$f":"IF(L191=0,0,VLOOKUP($S191/L191/1000,Networkdesign!$R$4:$U$17,4))","v":0},0,0,0,0,0,0,0,{"$f":"+(Z191*Networkdesign!O$6+AA191*Networkdesign!O$8+AB191*Networkdesign!O$9+AC191*Networkdesign!O$10+AD191*Networkdesign!O$11+AE191*Networkdesign!O$12)/1000","v":0},{"$f":"+(Z191*Network!G$76+AA191*Network!I$76+AB191*Network!J$76+AC191*Network!K$76+AD191*Network!L$76+AE191*Network!M$76)","v":0},0,0,0,0,0,0,0,0,0,0,0,0,0,0,0,0,0,0,{"$f":"IF(M191>1,0,BA$8*$W191+S191*Summary!J$391)","v":0},0,0,0,0,0,0,0,0,0,0,0,0,0,0,0,0,{"$f":"Summary!J$83*(+BA191)","v":0},0,0,{"$f":"+IF($M191=2,IF($O191<Summary!$F$383,Summary!$J$398*$L191,$BU$8*$W191),0)","v":0},0,0,0,0,0,0,0,0,{"$f":"+IF(M191=3,IF(O191<Summary!F$383,Summary!J$406*L191,CD$8*W191),0)","v":0},0,0,0,0,0,0,0,0,0,0,0,0,0,0,0,0,0,0,0,0,{"$f":"+IF(#REF!=0,0,(#REF!-#REF!)/#REF!)","v":{"$error":"#REF!"}}]
[5,{"$f":"+SettlementBcons!A145","v":0},{"$f":"+SettlementBcons!CC145","v":0},{"$f":"+SettlementBcons!BN145","v":0},{"$f":"+SettlementBcons!BC145","v":0},"",{"$f":"+SettlementBcons!BU145","v":0},{"$f":"+SettlementBcons!BW145/1000","v":0},0,"default",1,0,3,0,0,null,2000,0,0,0,0,0,0,{"$f":"IF(L192=0,\"\",VLOOKUP($R192/1000,Networkdesign!$R$4:$T$17,3))","v":""},{"$f":"IF(L192=0,0,VLOOKUP($S192/L192/1000,Networkdesign!$R$4:$U$17,4))","v":0},0,0,0,0,0,0,0,{"$f":"+(Z192*Networkdesign!O$6+AA192*Networkdesign!O$8+AB192*Networkdesign!O$9+AC192*Networkdesign!O$10+AD192*Networkdesign!O$11+AE192*Networkdesign!O$12)/1000","v":0},{"$f":"+(Z192*Network!G$76+AA192*Network!I$76+AB192*Network!J$76+AC192*Network!K$76+AD192*Network!L$76+AE192*Network!M$76)","v":0},0,0,0,0,0,0,0,0,0,0,0,0,0,0,0,0,0,0,{"$f":"IF(M192>1,0,BA$8*$W192+S192*Summary!J$391)","v":0},0,0,0,0,0,0,0,0,0,0,0,0,0,0,0,0,{"$f":"Summary!J$83*(+BA192)","v":0},0,0,{"$f":"+IF($M192=2,IF($O192<Summary!$F$383,Summary!$J$398*$L192,$BU$8*$W192),0)","v":0},0,0,0,0,0,0,0,0,{"$f":"+IF(M192=3,IF(O192<Summary!F$383,Summary!J$406*L192,CD$8*W192),0)","v":0},0,0,0,0,0,0,0,0,0,0,0,0,0,0,0,0,0,0,0,0,{"$f":"+IF(#REF!=0,0,(#REF!-#REF!)/#REF!)","v":{"$error":"#REF!"}}]
[6,{"$f":"+SettlementBcons!A146","v":0},{"$f":"+SettlementBcons!CC146","v":0},{"$f":"+SettlementBcons!BN146","v":0},{"$f":"+SettlementBcons!BC146","v":0},"",{"$f":"+SettlementBcons!BU146","v":0},{"$f":"+SettlementBcons!BW146/1000","v":0},0,"default",1,0,3,0,0,null,2000,0,0,0,0,0,0,{"$f":"IF(L193=0,\"\",VLOOKUP($R193/1000,Networkdesign!$R$4:$T$17,3))","v":""},{"$f":"IF(L193=0,0,VLOOKUP($S193/L193/1000,Networkdesign!$R$4:$U$17,4))","v":0},0,0,0,0,0,0,0,{"$f":"+(Z193*Networkdesign!O$6+AA193*Networkdesign!O$8+AB193*Networkdesign!O$9+AC193*Networkdesign!O$10+AD193*Networkdesign!O$11+AE193*Networkdesign!O$12)/1000","v":0},{"$f":"+(Z193*Network!G$76+AA193*Network!I$76+AB193*Network!J$76+AC193*Network!K$76+AD193*Network!L$76+AE193*Network!M$76)","v":0},0,0,0,0,0,0,0,0,0,0,0,0,0,0,0,0,0,0,{"$f":"IF(M193>1,0,BA$8*$W193+S193*Summary!J$391)","v":0},0,0,0,0,0,0,0,0,0,0,0,0,0,0,0,0,{"$f":"Summary!J$83*(+BA193)","v":0},0,0,{"$f":"+IF($M193=2,IF($O193<Summary!$F$383,Summary!$J$398*$L193,$BU$8*$W193),0)","v":0},0,0,0,0,0,0,0,0,{"$f":"+IF(M193=3,IF(O193<Summary!F$383,Summary!J$406*L193,CD$8*W193),0)","v":0},0,0,0,0,0,0,0,0,0,0,0,0,0,0,0,0,0,0,0,0,{"$f":"+IF(#REF!=0,0,(#REF!-#REF!)/#REF!)","v":{"$error":"#REF!"}}]
[7,{"$f":"+SettlementBcons!A147","v":0},{"$f":"+SettlementBcons!CC147","v":0},{"$f":"+SettlementBcons!BN147","v":0},{"$f":"+SettlementBcons!BC147","v":0},"",{"$f":"+SettlementBcons!BU147","v":0},{"$f":"+SettlementBcons!BW147/1000","v":0},0,"default",1,0,3,0,0,null,2000,0,0,0,0,0,0,{"$f":"IF(L194=0,\"\",VLOOKUP($R194/1000,Networkdesign!$R$4:$T$17,3))","v":""},{"$f":"IF(L194=0,0,VLOOKUP($S194/L194/1000,Networkdesign!$R$4:$U$17,4))","v":0},0,0,0,0,0,0,0,{"$f":"+(Z194*Networkdesign!O$6+AA194*Networkdesign!O$8+AB194*Networkdesign!O$9+AC194*Networkdesign!O$10+AD194*Networkdesign!O$11+AE194*Networkdesign!O$12)/1000","v":0},{"$f":"+(Z194*Network!G$76+AA194*Network!I$76+AB194*Network!J$76+AC194*Network!K$76+AD194*Network!L$76+AE194*Network!M$76)","v":0},0,0,0,0,0,0,0,0,0,0,0,0,0,0,0,0,0,0,{"$f":"IF(M194>1,0,BA$8*$W194+S194*Summary!J$391)","v":0},0,0,0,0,0,0,0,0,0,0,0,0,0,0,0,0,{"$f":"Summary!J$83*(+BA194)","v":0},0,0,{"$f":"+IF($M194=2,IF($O194<Summary!$F$383,Summary!$J$398*$L194,$BU$8*$W194),0)","v":0},0,0,0,0,0,0,0,0,{"$f":"+IF(M194=3,IF(O194<Summary!F$383,Summary!J$406*L194,CD$8*W194),0)","v":0},0,0,0,0,0,0,0,0,0,0,0,0,0,0,0,0,0,0,0,0,{"$f":"+IF(#REF!=0,0,(#REF!-#REF!)/#REF!)","v":{"$error":"#REF!"}}]
[8,{"$f":"+SettlementBcons!A148","v":0},{"$f":"+SettlementBcons!CC148","v":0},{"$f":"+SettlementBcons!BN148","v":0},{"$f":"+SettlementBcons!BC148","v":0},"",{"$f":"+SettlementBcons!BU148","v":0},{"$f":"+SettlementBcons!BW148/1000","v":0},{"$f":"+IF(G195=\"<Null>\",0,IF(G195=0,0,H195*1000/G195))","v":0},"default",1,{"$f":"+K195*L$187","v":0},3,{"$f":"+L195*G195","v":0},{"$f":"+N195*I195/1000","v":0},null,{"$f":"+IF(P195>0,P195,Q$7)","v":2000},{"$f":"+G195*I195/Q195","v":0},{"$f":"+O195/Q195*1000","v":0},{"$f":"+AH195*T$28","v":0},{"$f":"+W195*U$28","v":0},{"$f":"SUM(T195:U195)","v":0},{"$f":"+W$7*R195^W$8*L195","v":0},{"$f":"IF(L195=0,\"\",VLOOKUP($R195/1000,Networkdesign!$R$4:$T$17,3))","v":""},{"$f":"IF(L195=0,0,VLOOKUP($S195/L195/1000,Networkdesign!$R$4:$U$17,4))","v":0},0,0,0,0,0,0,{"$f":"+SUM(Z195:AE195)","v":0},{"$f":"+(Z195*Networkdesign!O$6+AA195*Networkdesign!O$8+AB195*Networkdesign!O$9+AC195*Networkdesign!O$10+AD195*Networkdesign!O$11+AE195*Networkdesign!O$12)/1000","v":0},{"$f":"+(Z195*Network!G$76+AA195*Network!I$76+AB195*Network!J$76+AC195*Network!K$76+AD195*Network!L$76+AE195*Network!M$76)","v":0},0,0,0,0,{"$f":"+SUM(AI195:AL195)-O195","v":0},{"$f":"+AI195*AN$4","v":0},{"$f":"+AJ195*AO$4","v":0},{"$f":"+AK195*AP$4","v":0},{"$f":"+AL195*AQ$4","v":0},{"$f":"+AR$4*L195","v":0},{"$f":"+O195*AS$4","v":0},{"$f":"+SUM(AN195:AS195)","v":0},{"$f":"+IF(O195=0,0,AT195/O195)","v":0},{"$f":"+AV$4*L195","v":0},{"$f":"+O195*AW$4","v":0},{"$f":"+(V195+W195)*AX$4*L195","v":0},{"$f":"+AT195+SUM(AV195:AX195)","v":0},{"$f":"+IF(O195=0,0,AY195/O195)","v":0},{"$f":"IF(M195>1,0,BA$8*$W195+S195*Summary!J$391)","v":0},{"$f":"IF(M195>1,0,O195)","v":0},{"$f":"+BB195/BC$8","v":0},{"$f":"IF($L195=0,0,IF(BC195/$L195<BD$4,BC195,BD$4*$L195))","v":0},{"$f":"IF($L195=0,0,IF(BC195/$L195<BE$4,IF(BC195/$L195<BD$4,0,BC195-BD$4*$L195),$L195*(BE$4-BD$4)))","v":0},{"$f":"IF($L195=0,0,IF(BC195/$L195<BF$4,IF(BC195/$L195<BE$4,0,BC195-$L195*BE$4),$L195*(BF$4-BE$4)))","v":0},{"$f":"+IF($L195=0,0,IF(BC195/$L195<BF$4,0,BC195-$L195*BF$4))","v":0},0,{"$f":"+BI$4*BD195","v":0},{"$f":"+BJ$4*BE195","v":0},{"$f":"+BK$4*BF195","v":0},{"$f":"+BL$4*BG195","v":0},{"$f":"+SUM(BH195:BL195)","v":0},{"$f":"+IF(BB195=0,0,BM195/BB195)","v":0},0,0,0,{"$f":"Summary!J$83*(+BA195)","v":0},0,{"$f":"IF(+BB195=0,0,BS195/(+BB195))","v":0},{"$f":"+IF($M195=2,IF($O195<Summary!$F$383,Summary!$J$398*$L195,$BU$8*$W195),0)","v":0},0,{"$f":"(BV195)/BW$8","v":0},{"$f":"+BW195*BX$4","v":0},0,{"$f":"+BV195*BZ$4","v":0},{"$f":"+BU195*CA$4*L195","v":0},{"$f":"+SUM(BX195:CA195)","v":0},{"$f":"IF(BW195=0,0,(CB195)/(BV195))","v":0},{"$f":"+IF(M195=3,IF(O195<Summary!F$383,Summary!J$406*L195,CD$8*W195),0)","v":0},{"$f":"IF(M195=3,$O195,0)","v":0},{"$f":"(CE195)*3.6*1000/CF$7/CF$8","v":0},{"$f":"IF(L195=0,0,IF(CF195/L195<CG$4,CF195,CG$4*L195))","v":0},{"$f":"IF(L195=0,0,IF(CF195/L195<CH$4,IF(CF195/L195<CG$4,0,CF195-CG$4*L195),L195*(CH$4-CG$4)))","v":0},{"$f":"IF(L195=0,0,IF(CF195/L195<CI$4,IF(CF195/L195<CH$4,0,CF195-L195*CH$4),L195*(CI$4-CH$4)))","v":0},{"$f":"+IF(L195=0,0,IF(CF195/L195<CI$4,0,CF195-L195*CI$4))","v":0},{"$f":"CF195-SUM(CG195:CJ195)","v":0},{"$f":"+IF(M195=3,CL$4*L195,0)","v":0},{"$f":"CM$4*CG195","v":0},{"$f":"CN$4*CH195","v":0},{"$f":"CO$4*CI195","v":0},{"$f":"CP$4*CJ195","v":0},{"$f":"SUM(CL195:CP195)","v":0},{"$f":"IF((CE195)=0,0,CQ195/(CE195))","v":0},{"$f":"+IF(M195=3,CS$4*L195,0)","v":0},{"$f":"+CE195*CT$4","v":0},{"$f":"+L195*CU$4*CD195","v":0},0,{"$f":"IF(CE195=0,0,(CV195)/(CE195))","v":0},{"$f":"+IF((CV195+CB195+BS195)=0,0,(CV195+CB195+BS195-AY195)/(CV195+CB195+BS195))","v":0},{"$f":"+IF(#REF!=0,0,(#REF!-#REF!)/#REF!)","v":{"$error":"#REF!"}}]
[9,{"$f":"+SettlementBcons!A149","v":0},{"$f":"+SettlementBcons!CC149","v":0},{"$f":"+SettlementBcons!BN149","v":0},{"$f":"+SettlementBcons!BC149","v":0},"",{"$f":"+SettlementBcons!BU149","v":0},{"$f":"+SettlementBcons!BW149/1000","v":0},{"$f":"+IF(G196=\"<Null>\",0,IF(G196=0,0,H196*1000/G196))","v":0},"default",1,0,3,{"$f":"+L196*G196","v":0},{"$f":"+N196*I196/1000","v":0},null,2000,{"$f":"+G196*I196/Q196","v":0},0,0,0,0,0,{"$f":"IF(L196=0,\"\",VLOOKUP($R196/1000,Networkdesign!$R$4:$T$17,3))","v":""},{"$f":"IF(L196=0,0,VLOOKUP($S196/L196/1000,Networkdesign!$R$4:$U$17,4))","v":0},0,0,0,0,0,0,0,{"$f":"+(Z196*Networkdesign!O$6+AA196*Networkdesign!O$8+AB196*Networkdesign!O$9+AC196*Networkdesign!O$10+AD196*Networkdesign!O$11+AE196*Networkdesign!O$12)/1000","v":0},{"$f":"+(Z196*Network!G$76+AA196*Network!I$76+AB196*Network!J$76+AC196*Network!K$76+AD196*Network!L$76+AE196*Network!M$76)","v":0},0,0,0,0,0,0,0,0,0,0,0,0,0,0,0,0,0,0,{"$f":"IF(M196>1,0,BA$8*$W196+S196*Summary!J$391)","v":0},0,0,0,0,0,0,0,0,0,0,0,0,0,0,0,0,{"$f":"Summary!J$83*(+BA196)","v":0},0,0,{"$f":"+IF($M196=2,IF($O196<Summary!$F$383,Summary!$J$398*$L196,$BU$8*$W196),0)","v":0},0,0,0,0,0,0,0,0,{"$f":"+IF(M196=3,IF(O196<Summary!F$383,Summary!J$406*L196,CD$8*W196),0)","v":0},0,0,0,0,0,0,0,0,0,0,0,0,0,0,0,0,0,0,0,0,{"$f":"+IF(#REF!=0,0,(#REF!-#REF!)/#REF!)","v":{"$error":"#REF!"}}]
[10,{"$f":"+SettlementBcons!A150","v":0},{"$f":"+SettlementBcons!CC150","v":0},{"$f":"+SettlementBcons!BN150","v":0},{"$f":"+SettlementBcons!BC150","v":0},"",{"$f":"+SettlementBcons!BU150","v":0},{"$f":"+SettlementBcons!BW150/1000","v":0},0,"default",1,0,3,{"$f":"+L197*G197","v":0},{"$f":"+N197*I197/1000","v":0},null,2000,{"$f":"+G197*I197/Q197","v":0},0,0,0,0,0,{"$f":"IF(L197=0,\"\",VLOOKUP($R197/1000,Networkdesign!$R$4:$T$17,3))","v":""},{"$f":"IF(L197=0,0,VLOOKUP($S197/L197/1000,Networkdesign!$R$4:$U$17,4))","v":0},0,0,0,0,0,0,0,{"$f":"+(Z197*Networkdesign!O$6+AA197*Networkdesign!O$8+AB197*Networkdesign!O$9+AC197*Networkdesign!O$10+AD197*Networkdesign!O$11+AE197*Networkdesign!O$12)/1000","v":0},{"$f":"+(Z197*Network!G$76+AA197*Network!I$76+AB197*Network!J$76+AC197*Network!K$76+AD197*Network!L$76+AE197*Network!M$76)","v":0},0,0,0,0,0,0,0,0,0,0,0,0,0,0,0,0,0,0,{"$f":"IF(M197>1,0,BA$8*$W197+S197*Summary!J$391)","v":0},0,0,0,0,0,0,0,0,0,0,0,0,0,0,0,0,{"$f":"Summary!J$83*(+BA197)","v":0},0,0,{"$f":"+IF($M197=2,IF($O197<Summary!$F$383,Summary!$J$398*$L197,$BU$8*$W197),0)","v":0},0,0,0,0,0,0,0,0,{"$f":"+IF(M197=3,IF(O197<Summary!F$383,Summary!J$406*L197,CD$8*W197),0)","v":0},0,0,0,0,0,0,0,0,0,0,0,0,0,0,0,0,0,0,0,0,{"$f":"+IF(#REF!=0,0,(#REF!-#REF!)/#REF!)","v":{"$error":"#REF!"}}]
[11,{"$f":"+SettlementBcons!A151","v":0},{"$f":"+SettlementBcons!CC151","v":0},{"$f":"+SettlementBcons!BN151","v":0},{"$f":"+SettlementBcons!BC151","v":0},"",{"$f":"+SettlementBcons!BU151","v":0},{"$f":"+SettlementBcons!BW151/1000","v":0},0,"default",1,0,3,{"$f":"+L198*G198","v":0},{"$f":"+N198*I198/1000","v":0},null,2000,{"$f":"+G198*I198/Q198","v":0},0,0,0,0,0,{"$f":"IF(L198=0,\"\",VLOOKUP($R198/1000,Networkdesign!$R$4:$T$17,3))","v":""},{"$f":"IF(L198=0,0,VLOOKUP($S198/L198/1000,Networkdesign!$R$4:$U$17,4))","v":0},0,0,0,0,0,0,0,{"$f":"+(Z198*Networkdesign!O$6+AA198*Networkdesign!O$8+AB198*Networkdesign!O$9+AC198*Networkdesign!O$10+AD198*Networkdesign!O$11+AE198*Networkdesign!O$12)/1000","v":0},{"$f":"+(Z198*Network!G$76+AA198*Network!I$76+AB198*Network!J$76+AC198*Network!K$76+AD198*Network!L$76+AE198*Network!M$76)","v":0},0,0,0,0,0,0,0,0,0,0,0,0,0,0,0,0,0,0,{"$f":"IF(M198>1,0,BA$8*$W198+S198*Summary!J$391)","v":0},0,0,0,0,0,0,0,0,0,0,0,0,0,0,0,0,{"$f":"Summary!J$83*(+BA198)","v":0},0,0,{"$f":"+IF($M198=2,IF($O198<Summary!$F$383,Summary!$J$398*$L198,$BU$8*$W198),0)","v":0},0,0,0,0,0,0,0,0,{"$f":"+IF(M198=3,IF(O198<Summary!F$383,Summary!J$406*L198,CD$8*W198),0)","v":0},0,0,0,0,0,0,0,0,0,0,0,0,0,0,0,0,0,0,0,0,{"$f":"+IF(#REF!=0,0,(#REF!-#REF!)/#REF!)","v":{"$error":"#REF!"}}]
[12,{"$f":"+SettlementBcons!A152","v":0},{"$f":"+SettlementBcons!CC152","v":0},{"$f":"+SettlementBcons!BN152","v":0},{"$f":"+SettlementBcons!BC152","v":0},"",{"$f":"+SettlementBcons!BU152","v":0},{"$f":"+SettlementBcons!BW152/1000","v":0},0,"default",1,0,3,{"$f":"+L199*G199","v":0},{"$f":"+N199*I199/1000","v":0},null,2000,{"$f":"+G199*I199/Q199","v":0},0,0,0,0,0,{"$f":"IF(L199=0,\"\",VLOOKUP($R199/1000,Networkdesign!$R$4:$T$17,3))","v":""},{"$f":"IF(L199=0,0,VLOOKUP($S199/L199/1000,Networkdesign!$R$4:$U$17,4))","v":0},0,0,0,0,0,0,0,{"$f":"+(Z199*Networkdesign!O$6+AA199*Networkdesign!O$8+AB199*Networkdesign!O$9+AC199*Networkdesign!O$10+AD199*Networkdesign!O$11+AE199*Networkdesign!O$12)/1000","v":0},{"$f":"+(Z199*Network!G$76+AA199*Network!I$76+AB199*Network!J$76+AC199*Network!K$76+AD199*Network!L$76+AE199*Network!M$76)","v":0},0,0,0,0,0,0,0,0,0,0,0,0,0,0,0,0,0,0,{"$f":"IF(M199>1,0,BA$8*$W199+S199*Summary!J$391)","v":0},0,0,0,0,0,0,0,0,0,0,0,0,0,0,0,0,{"$f":"Summary!J$83*(+BA199)","v":0},0,0,{"$f":"+IF($M199=2,IF($O199<Summary!$F$383,Summary!$J$398*$L199,$BU$8*$W199),0)","v":0},0,0,0,0,0,0,0,0,{"$f":"+IF(M199=3,IF(O199<Summary!F$383,Summary!J$406*L199,CD$8*W199),0)","v":0},0,0,0,0,0,0,0,0,0,0,0,0,0,0,0,0,0,0,0,0,{"$f":"+IF(#REF!=0,0,(#REF!-#REF!)/#REF!)","v":{"$error":"#REF!"}}]
[13,{"$f":"+SettlementBcons!A153","v":0},{"$f":"+SettlementBcons!CC153","v":0},{"$f":"+SettlementBcons!BN153","v":0},{"$f":"+SettlementBcons!BC153","v":0},"",{"$f":"+SettlementBcons!BU153","v":0},{"$f":"+SettlementBcons!BW153/1000","v":0},{"$f":"+IF(G200=\"<Null>\",0,IF(G200=0,0,H200*1000/G200))","v":0},"default",1,{"$f":"+K200*L$187","v":0},3,{"$f":"+L200*G200","v":0},{"$f":"+N200*I200/1000","v":0},null,{"$f":"+IF(P200>0,P200,Q$7)","v":2000},{"$f":"+G200*I200/Q200","v":0},{"$f":"+O200/Q200*1000","v":0},{"$f":"+AH200*T$28","v":0},{"$f":"+W200*U$28","v":0},{"$f":"SUM(T200:U200)","v":0},{"$f":"+W$7*R200^W$8*L200","v":0},{"$f":"IF(L200=0,\"\",VLOOKUP($R200/1000,Networkdesign!$R$4:$T$17,3))","v":""},{"$f":"IF(L200=0,0,VLOOKUP($S200/L200/1000,Networkdesign!$R$4:$U$17,4))","v":0},0,0,0,0,0,0,{"$f":"+SUM(Z200:AE200)","v":0},{"$f":"+(Z200*Networkdesign!O$6+AA200*Networkdesign!O$8+AB200*Networkdesign!O$9+AC200*Networkdesign!O$10+AD200*Networkdesign!O$11+AE200*Networkdesign!O$12)/1000","v":0},{"$f":"+(Z200*Network!G$76+AA200*Network!I$76+AB200*Network!J$76+AC200*Network!K$76+AD200*Network!L$76+AE200*Network!M$76)","v":0},0,0,0,0,{"$f":"+SUM(AI200:AL200)-O200","v":0},{"$f":"+AI200*AN$4","v":0},{"$f":"+AJ200*AO$4","v":0},{"$f":"+AK200*AP$4","v":0},{"$f":"+AL200*AQ$4","v":0},{"$f":"+AR$4*L200","v":0},{"$f":"+O200*AS$4","v":0},{"$f":"+SUM(AN200:AS200)","v":0},{"$f":"+IF(O200=0,0,AT200/O200)","v":0},{"$f":"+AV$4*L200","v":0},{"$f":"+O200*AW$4","v":0},{"$f":"+(V200+W200)*AX$4*L200","v":0},{"$f":"+AT200+SUM(AV200:AX200)","v":0},{"$f":"+IF(O200=0,0,AY200/O200)","v":0},{"$f":"IF(M200>1,0,BA$8*$W200+S200*Summary!J$391)","v":0},{"$f":"IF(M200>1,0,O200)","v":0},{"$f":"+BB200/BC$8","v":0},{"$f":"IF($L200=0,0,IF(BC200/$L200<BD$4,BC200,BD$4*$L200))","v":0},{"$f":"IF($L200=0,0,IF(BC200/$L200<BE$4,IF(BC200/$L200<BD$4,0,BC200-BD$4*$L200),$L200*(BE$4-BD$4)))","v":0},{"$f":"IF($L200=0,0,IF(BC200/$L200<BF$4,IF(BC200/$L200<BE$4,0,BC200-$L200*BE$4),$L200*(BF$4-BE$4)))","v":0},{"$f":"+IF($L200=0,0,IF(BC200/$L200<BF$4,0,BC200-$L200*BF$4))","v":0},0,{"$f":"+BI$4*BD200","v":0},{"$f":"+BJ$4*BE200","v":0},{"$f":"+BK$4*BF200","v":0},{"$f":"+BL$4*BG200","v":0},{"$f":"+SUM(BH200:BL200)","v":0},{"$f":"+IF(BB200=0,0,BM200/BB200)","v":0},0,0,0,{"$f":"Summary!J$83*(+BA200)","v":0},0,{"$f":"IF(+BB200=0,0,BS200/(+BB200))","v":0},{"$f":"+IF($M200=2,IF($O200<Summary!$F$383,Summary!$J$398*$L200,$BU$8*$W200),0)","v":0},0,{"$f":"(BV200)/BW$8","v":0},{"$f":"+BW200*BX$4","v":0},0,{"$f":"+BV200*BZ$4","v":0},{"$f":"+BU200*CA$4*L200","v":0},{"$f":"+SUM(BX200:CA200)","v":0},{"$f":"IF(BW200=0,0,(CB200)/(BV200))","v":0},{"$f":"+IF(M200=3,IF(O200<Summary!F$383,Summary!J$406*L200,CD$8*W200),0)","v":0},{"$f":"IF(M200=3,$O200,0)","v":0},{"$f":"(CE200)*3.6*1000/CF$7/CF$8","v":0},{"$f":"IF(L200=0,0,IF(CF200/L200<CG$4,CF200,CG$4*L200))","v":0},{"$f":"IF(L200=0,0,IF(CF200/L200<CH$4,IF(CF200/L200<CG$4,0,CF200-CG$4*L200),L200*(CH$4-CG$4)))","v":0},{"$f":"IF(L200=0,0,IF(CF200/L200<CI$4,IF(CF200/L200<CH$4,0,CF200-L200*CH$4),L200*(CI$4-CH$4)))","v":0},{"$f":"+IF(L200=0,0,IF(CF200/L200<CI$4,0,CF200-L200*CI$4))","v":0},{"$f":"CF200-SUM(CG200:CJ200)","v":0},{"$f":"+IF(M200=3,CL$4*L200,0)","v":0},{"$f":"CM$4*CG200","v":0},{"$f":"CN$4*CH200","v":0},{"$f":"CO$4*CI200","v":0},{"$f":"CP$4*CJ200","v":0},{"$f":"SUM(CL200:CP200)","v":0},{"$f":"IF((CE200)=0,0,CQ200/(CE200))","v":0},{"$f":"+IF(M200=3,CS$4*L200,0)","v":0},{"$f":"+CE200*CT$4","v":0},{"$f":"+L200*CU$4*CD200","v":0},0,{"$f":"IF(CE200=0,0,(CV200)/(CE200))","v":0},{"$f":"+IF((CV200+CB200+BS200)=0,0,(CV200+CB200+BS200-AY200)/(CV200+CB200+BS200))","v":0},{"$f":"+IF(#REF!=0,0,(#REF!-#REF!)/#REF!)","v":{"$error":"#REF!"}}]
[14,{"$f":"+SettlementBcons!A154","v":0},{"$f":"+SettlementBcons!CC154","v":0},{"$f":"+SettlementBcons!BN154","v":0},{"$f":"+SettlementBcons!BC154","v":0},"",{"$f":"+SettlementBcons!BU154","v":0},{"$f":"+SettlementBcons!BW154/1000","v":0},0,"default",1,0,3,0,0,null,2000,0,0,0,0,0,0,{"$f":"IF(L201=0,\"\",VLOOKUP($R201/1000,Networkdesign!$R$4:$T$17,3))","v":""},{"$f":"IF(L201=0,0,VLOOKUP($S201/L201/1000,Networkdesign!$R$4:$U$17,4))","v":0},0,0,0,0,0,0,0,{"$f":"+(Z201*Networkdesign!O$6+AA201*Networkdesign!O$8+AB201*Networkdesign!O$9+AC201*Networkdesign!O$10+AD201*Networkdesign!O$11+AE201*Networkdesign!O$12)/1000","v":0},{"$f":"+(Z201*Network!G$76+AA201*Network!I$76+AB201*Network!J$76+AC201*Network!K$76+AD201*Network!L$76+AE201*Network!M$76)","v":0},0,0,0,0,0,0,0,0,0,0,0,0,0,0,0,0,0,0,{"$f":"IF(M201>1,0,BA$8*$W201+S201*Summary!J$391)","v":0},0,0,0,0,0,0,0,0,0,0,0,0,0,0,0,0,{"$f":"Summary!J$83*(+BA201)","v":0},0,0,{"$f":"+IF($M201=2,IF($O201<Summary!$F$383,Summary!$J$398*$L201,$BU$8*$W201),0)","v":0},0,0,0,0,0,0,0,0,{"$f":"+IF(M201=3,IF(O201<Summary!F$383,Summary!J$406*L201,CD$8*W201),0)","v":0},0,0,0,0,0,0,0,0,0,0,0,0,0,0,0,0,0,0,0,0,{"$f":"+IF(#REF!=0,0,(#REF!-#REF!)/#REF!)","v":{"$error":"#REF!"}}]
[15,{"$f":"+SettlementBcons!A155","v":0},{"$f":"+SettlementBcons!CC155","v":0},{"$f":"+SettlementBcons!BN155","v":0},{"$f":"+SettlementBcons!BC155","v":0},"",{"$f":"+SettlementBcons!BU155","v":0},{"$f":"+SettlementBcons!BW155/1000","v":0},0,"default",1,0,3,0,0,null,2000,0,0,0,0,0,0,{"$f":"IF(L202=0,\"\",VLOOKUP($R202/1000,Networkdesign!$R$4:$T$17,3))","v":""},{"$f":"IF(L202=0,0,VLOOKUP($S202/L202/1000,Networkdesign!$R$4:$U$17,4))","v":0},0,0,0,0,0,0,0,{"$f":"+(Z202*Networkdesign!O$6+AA202*Networkdesign!O$8+AB202*Networkdesign!O$9+AC202*Networkdesign!O$10+AD202*Networkdesign!O$11+AE202*Networkdesign!O$12)/1000","v":0},{"$f":"+(Z202*Network!G$76+AA202*Network!I$76+AB202*Network!J$76+AC202*Network!K$76+AD202*Network!L$76+AE202*Network!M$76)","v":0},0,0,0,0,0,0,0,0,0,0,0,0,0,0,0,0,0,0,{"$f":"IF(M202>1,0,BA$8*$W202+S202*Summary!J$391)","v":0},0,0,0,0,0,0,0,0,0,0,0,0,0,0,0,0,{"$f":"Summary!J$83*(+BA202)","v":0},0,0,{"$f":"+IF($M202=2,IF($O202<Summary!$F$383,Summary!$J$398*$L202,$BU$8*$W202),0)","v":0},0,0,0,0,0,0,0,0,{"$f":"+IF(M202=3,IF(O202<Summary!F$383,Summary!J$406*L202,CD$8*W202),0)","v":0},0,0,0,0,0,0,0,0,0,0,0,0,0,0,0,0,0,0,0,0,{"$f":"+IF(#REF!=0,0,(#REF!-#REF!)/#REF!)","v":{"$error":"#REF!"}}]
[16,{"$f":"+SettlementBcons!A156","v":0},{"$f":"+SettlementBcons!CC156","v":0},{"$f":"+SettlementBcons!BN156","v":0},{"$f":"+SettlementBcons!BC156","v":0},"",{"$f":"+SettlementBcons!BU156","v":0},{"$f":"+SettlementBcons!BW156/1000","v":0},0,"default",1,0,3,0,0,null,2000,0,0,0,0,0,0,{"$f":"IF(L203=0,\"\",VLOOKUP($R203/1000,Networkdesign!$R$4:$T$17,3))","v":""},{"$f":"IF(L203=0,0,VLOOKUP($S203/L203/1000,Networkdesign!$R$4:$U$17,4))","v":0},0,0,0,0,0,0,0,{"$f":"+(Z203*Networkdesign!O$6+AA203*Networkdesign!O$8+AB203*Networkdesign!O$9+AC203*Networkdesign!O$10+AD203*Networkdesign!O$11+AE203*Networkdesign!O$12)/1000","v":0},{"$f":"+(Z203*Network!G$76+AA203*Network!I$76+AB203*Network!J$76+AC203*Network!K$76+AD203*Network!L$76+AE203*Network!M$76)","v":0},0,0,0,0,0,0,0,0,0,0,0,0,0,0,0,0,0,0,{"$f":"IF(M203>1,0,BA$8*$W203+S203*Summary!J$391)","v":0},0,0,0,0,0,0,0,0,0,0,0,0,0,0,0,0,{"$f":"Summary!J$83*(+BA203)","v":0},0,0,{"$f":"+IF($M203=2,IF($O203<Summary!$F$383,Summary!$J$398*$L203,$BU$8*$W203),0)","v":0},0,0,0,0,0,0,0,0,{"$f":"+IF(M203=3,IF(O203<Summary!F$383,Summary!J$406*L203,CD$8*W203),0)","v":0},0,0,0,0,0,0,0,0,0,0,0,0,0,0,0,0,0,0,0,0,{"$f":"+IF(#REF!=0,0,(#REF!-#REF!)/#REF!)","v":{"$error":"#REF!"}}]
[17,{"$f":"+SettlementBcons!A157","v":0},{"$f":"+SettlementBcons!CC157","v":0},{"$f":"+SettlementBcons!BN157","v":0},{"$f":"+SettlementBcons!BC157","v":0},"",{"$f":"+SettlementBcons!BU157","v":0},{"$f":"+SettlementBcons!BW157/1000","v":0},0,"default",1,0,3,0,0,null,2000,0,0,0,0,0,0,{"$f":"IF(L204=0,\"\",VLOOKUP($R204/1000,Networkdesign!$R$4:$T$17,3))","v":""},{"$f":"IF(L204=0,0,VLOOKUP($S204/L204/1000,Networkdesign!$R$4:$U$17,4))","v":0},0,0,0,0,0,0,0,{"$f":"+(Z204*Networkdesign!O$6+AA204*Networkdesign!O$8+AB204*Networkdesign!O$9+AC204*Networkdesign!O$10+AD204*Networkdesign!O$11+AE204*Networkdesign!O$12)/1000","v":0},{"$f":"+(Z204*Network!G$76+AA204*Network!I$76+AB204*Network!J$76+AC204*Network!K$76+AD204*Network!L$76+AE204*Network!M$76)","v":0},0,0,0,0,0,0,0,0,0,0,0,0,0,0,0,0,0,0,{"$f":"IF(M204>1,0,BA$8*$W204+S204*Summary!J$391)","v":0},0,0,0,0,0,0,0,0,0,0,0,0,0,0,0,0,{"$f":"Summary!J$83*(+BA204)","v":0},0,0,{"$f":"+IF($M204=2,IF($O204<Summary!$F$383,Summary!$J$398*$L204,$BU$8*$W204),0)","v":0},0,0,0,0,0,0,0,0,{"$f":"+IF(M204=3,IF(O204<Summary!F$383,Summary!J$406*L204,CD$8*W204),0)","v":0},0,0,0,0,0,0,0,0,0,0,0,0,0,0,0,0,0,0,0,0,{"$f":"+IF(#REF!=0,0,(#REF!-#REF!)/#REF!)","v":{"$error":"#REF!"}}]
[18,{"$f":"+SettlementBcons!A158","v":0},{"$f":"+SettlementBcons!CC158","v":0},{"$f":"+SettlementBcons!BN158","v":0},{"$f":"+SettlementBcons!BC158","v":0},"",{"$f":"+SettlementBcons!BU158","v":0},{"$f":"+SettlementBcons!BW158/1000","v":0},0,"default",1,0,3,0,0,null,2000,0,0,0,0,0,0,{"$f":"IF(L205=0,\"\",VLOOKUP($R205/1000,Networkdesign!$R$4:$T$17,3))","v":""},{"$f":"IF(L205=0,0,VLOOKUP($S205/L205/1000,Networkdesign!$R$4:$U$17,4))","v":0},0,0,0,0,0,0,0,{"$f":"+(Z205*Networkdesign!O$6+AA205*Networkdesign!O$8+AB205*Networkdesign!O$9+AC205*Networkdesign!O$10+AD205*Networkdesign!O$11+AE205*Networkdesign!O$12)/1000","v":0},{"$f":"+(Z205*Network!G$76+AA205*Network!I$76+AB205*Network!J$76+AC205*Network!K$76+AD205*Network!L$76+AE205*Network!M$76)","v":0},0,0,0,0,0,0,0,0,0,0,0,0,0,0,0,0,0,0,{"$f":"IF(M205>1,0,BA$8*$W205+S205*Summary!J$391)","v":0},0,0,0,0,0,0,0,0,0,0,0,0,0,0,0,0,{"$f":"Summary!J$83*(+BA205)","v":0},0,0,{"$f":"+IF($M205=2,IF($O205<Summary!$F$383,Summary!$J$398*$L205,$BU$8*$W205),0)","v":0},0,0,0,0,0,0,0,0,{"$f":"+IF(M205=3,IF(O205<Summary!F$383,Summary!J$406*L205,CD$8*W205),0)","v":0},0,0,0,0,0,0,0,0,0,0,0,0,0,0,0,0,0,0,0,0,{"$f":"+IF(#REF!=0,0,(#REF!-#REF!)/#REF!)","v":{"$error":"#REF!"}}]
[19,{"$f":"+SettlementBcons!A159","v":0},{"$f":"+SettlementBcons!CC159","v":0},{"$f":"+SettlementBcons!BN159","v":0},{"$f":"+SettlementBcons!BC159","v":0},"",{"$f":"+SettlementBcons!BU159","v":0},{"$f":"+SettlementBcons!BW159/1000","v":0},0,"default",1,0,3,0,0,null,2000,0,0,0,0,0,0,{"$f":"IF(L206=0,\"\",VLOOKUP($R206/1000,Networkdesign!$R$4:$T$17,3))","v":""},{"$f":"IF(L206=0,0,VLOOKUP($S206/L206/1000,Networkdesign!$R$4:$U$17,4))","v":0},0,0,0,0,0,0,0,{"$f":"+(Z206*Networkdesign!O$6+AA206*Networkdesign!O$8+AB206*Networkdesign!O$9+AC206*Networkdesign!O$10+AD206*Networkdesign!O$11+AE206*Networkdesign!O$12)/1000","v":0},{"$f":"+(Z206*Network!G$76+AA206*Network!I$76+AB206*Network!J$76+AC206*Network!K$76+AD206*Network!L$76+AE206*Network!M$76)","v":0},0,0,0,0,0,0,0,0,0,0,0,0,0,0,0,0,0,0,{"$f":"IF(M206>1,0,BA$8*$W206+S206*Summary!J$391)","v":0},0,0,0,0,0,0,0,0,0,0,0,0,0,0,0,0,{"$f":"Summary!J$83*(+BA206)","v":0},0,0,{"$f":"+IF($M206=2,IF($O206<Summary!$F$383,Summary!$J$398*$L206,$BU$8*$W206),0)","v":0},0,0,0,0,0,0,0,0,{"$f":"+IF(M206=3,IF(O206<Summary!F$383,Summary!J$406*L206,CD$8*W206),0)","v":0},0,0,0,0,0,0,0,0,0,0,0,0,0,0,0,0,0,0,0,0,{"$f":"+IF(#REF!=0,0,(#REF!-#REF!)/#REF!)","v":{"$error":"#REF!"}}]
[20,{"$f":"+SettlementBcons!A160","v":0},{"$f":"+SettlementBcons!CC160","v":0},{"$f":"+SettlementBcons!BN160","v":0},{"$f":"+SettlementBcons!BC160","v":0},"",{"$f":"+SettlementBcons!BU160","v":0},{"$f":"+SettlementBcons!BW160/1000","v":0},0,"default",1,0,3,0,0,null,2000,0,0,0,0,0,0,{"$f":"IF(L207=0,\"\",VLOOKUP($R207/1000,Networkdesign!$R$4:$T$17,3))","v":""},{"$f":"IF(L207=0,0,VLOOKUP($S207/L207/1000,Networkdesign!$R$4:$U$17,4))","v":0},0,0,0,0,0,0,0,{"$f":"+(Z207*Networkdesign!O$6+AA207*Networkdesign!O$8+AB207*Networkdesign!O$9+AC207*Networkdesign!O$10+AD207*Networkdesign!O$11+AE207*Networkdesign!O$12)/1000","v":0},{"$f":"+(Z207*Network!G$76+AA207*Network!I$76+AB207*Network!J$76+AC207*Network!K$76+AD207*Network!L$76+AE207*Network!M$76)","v":0},0,0,0,0,0,0,0,0,0,0,0,0,0,0,0,0,0,0,{"$f":"IF(M207>1,0,BA$8*$W207+S207*Summary!J$391)","v":0},0,0,0,0,0,0,0,0,0,0,0,0,0,0,0,0,{"$f":"Summary!J$83*(+BA207)","v":0},0,0,{"$f":"+IF($M207=2,IF($O207<Summary!$F$383,Summary!$J$398*$L207,$BU$8*$W207),0)","v":0},0,0,0,0,0,0,0,0,{"$f":"+IF(M207=3,IF(O207<Summary!F$383,Summary!J$406*L207,CD$8*W207),0)","v":0},0,0,0,0,0,0,0,0,0,0,0,0,0,0,0,0,0,0,0,0,{"$f":"+IF(#REF!=0,0,(#REF!-#REF!)/#REF!)","v":{"$error":"#REF!"}}]
[21,{"$f":"+SettlementBcons!A161","v":0},{"$f":"+SettlementBcons!CC161","v":0},{"$f":"+SettlementBcons!BN161","v":0},{"$f":"+SettlementBcons!BC161","v":0},"",{"$f":"+SettlementBcons!BU161","v":0},{"$f":"+SettlementBcons!BW161/1000","v":0},0,"default",1,0,3,0,0,null,2000,0,0,0,0,0,0,{"$f":"IF(L208=0,\"\",VLOOKUP($R208/1000,Networkdesign!$R$4:$T$17,3))","v":""},{"$f":"IF(L208=0,0,VLOOKUP($S208/L208/1000,Networkdesign!$R$4:$U$17,4))","v":0},0,0,0,0,0,0,0,{"$f":"+(Z208*Networkdesign!O$6+AA208*Networkdesign!O$8+AB208*Networkdesign!O$9+AC208*Networkdesign!O$10+AD208*Networkdesign!O$11+AE208*Networkdesign!O$12)/1000","v":0},{"$f":"+(Z208*Network!G$76+AA208*Network!I$76+AB208*Network!J$76+AC208*Network!K$76+AD208*Network!L$76+AE208*Network!M$76)","v":0},0,0,0,0,0,0,0,0,0,0,0,0,0,0,0,0,0,0,{"$f":"IF(M208>1,0,BA$8*$W208+S208*Summary!J$391)","v":0},0,0,0,0,0,0,0,0,0,0,0,0,0,0,0,0,{"$f":"Summary!J$83*(+BA208)","v":0},0,0,{"$f":"+IF($M208=2,IF($O208<Summary!$F$383,Summary!$J$398*$L208,$BU$8*$W208),0)","v":0},0,0,0,0,0,0,0,0,{"$f":"+IF(M208=3,IF(O208<Summary!F$383,Summary!J$406*L208,CD$8*W208),0)","v":0},0,0,0,0,0,0,0,0,0,0,0,0,0,0,0,0,0,0,0,0,{"$f":"+IF(#REF!=0,0,(#REF!-#REF!)/#REF!)","v":{"$error":"#REF!"}}]
[22,{"$f":"+SettlementBcons!A162","v":0},{"$f":"+SettlementBcons!CC162","v":0},{"$f":"+SettlementBcons!BN162","v":0},{"$f":"+SettlementBcons!BC162","v":0},"",0,{"$f":"+SettlementBcons!BW162/1000","v":0},0,"default",0,0,3,0,0,null,2000,0,0,0,0,0,0,{"$f":"IF(L209=0,\"\",VLOOKUP($R209/1000,Networkdesign!$R$4:$T$17,3))","v":""},{"$f":"IF(L209=0,0,VLOOKUP($S209/L209/1000,Networkdesign!$R$4:$U$17,4))","v":0},0,0,0,0,0,0,0,{"$f":"+(Z209*Networkdesign!O$6+AA209*Networkdesign!O$8+AB209*Networkdesign!O$9+AC209*Networkdesign!O$10+AD209*Networkdesign!O$11+AE209*Networkdesign!O$12)/1000","v":0},{"$f":"+(Z209*Network!G$76+AA209*Network!I$76+AB209*Network!J$76+AC209*Network!K$76+AD209*Network!L$76+AE209*Network!M$76)","v":0},0,0,0,0,0,0,0,0,0,0,0,0,0,0,0,0,0,0,{"$f":"IF(M209>1,0,BA$8*$W209+S209*Summary!J$391)","v":0},0,0,0,0,0,0,0,0,0,0,0,0,0,0,0,0,{"$f":"Summary!J$83*(+BA209)","v":0},0,0,{"$f":"+IF($M209=2,IF($O209<Summary!$F$383,Summary!$J$398*$L209,$BU$8*$W209),0)","v":0},0,0,0,0,0,0,0,0,{"$f":"+IF(M209=3,IF(O209<Summary!F$383,Summary!J$406*L209,CD$8*W209),0)","v":0},0,0,0,0,0,0,0,0,0,0,0,0,0,0,0,0,0,0,0,0,{"$f":"+IF(#REF!=0,0,(#REF!-#REF!)/#REF!)","v":{"$error":"#REF!"}}]
[23,{"$f":"+SettlementBcons!A163","v":0},{"$f":"+SettlementBcons!CC163","v":0},{"$f":"+SettlementBcons!BN163","v":0},{"$f":"+SettlementBcons!BC163","v":0},"",{"$f":"+SettlementBcons!BU163","v":0},{"$f":"+SettlementBcons!BW163/1000","v":0},0,"default",1,0,3,0,0,null,2000,0,0,0,0,0,0,{"$f":"IF(L210=0,\"\",VLOOKUP($R210/1000,Networkdesign!$R$4:$T$17,3))","v":""},{"$f":"IF(L210=0,0,VLOOKUP($S210/L210/1000,Networkdesign!$R$4:$U$17,4))","v":0},0,0,0,0,0,0,0,{"$f":"+(Z210*Networkdesign!O$6+AA210*Networkdesign!O$8+AB210*Networkdesign!O$9+AC210*Networkdesign!O$10+AD210*Networkdesign!O$11+AE210*Networkdesign!O$12)/1000","v":0},{"$f":"+(Z210*Network!G$76+AA210*Network!I$76+AB210*Network!J$76+AC210*Network!K$76+AD210*Network!L$76+AE210*Network!M$76)","v":0},0,0,0,0,0,0,0,0,0,0,0,0,0,0,0,0,0,0,{"$f":"IF(M210>1,0,BA$8*$W210+S210*Summary!J$391)","v":0},0,0,0,0,0,0,0,0,0,0,0,0,0,0,0,0,{"$f":"Summary!J$83*(+BA210)","v":0},0,0,{"$f":"+IF($M210=2,IF($O210<Summary!$F$383,Summary!$J$398*$L210,$BU$8*$W210),0)","v":0},0,0,0,0,0,0,0,0,{"$f":"+IF(M210=3,IF(O210<Summary!F$383,Summary!J$406*L210,CD$8*W210),0)","v":0},0,0,0,0,0,0,0,0,0,0,0,0,0,0,0,0,0,0,0,0,{"$f":"+IF(#REF!=0,0,(#REF!-#REF!)/#REF!)","v":{"$error":"#REF!"}}]
[24,{"$f":"+SettlementBcons!A164","v":0},{"$f":"+SettlementBcons!CC164","v":0},{"$f":"+SettlementBcons!BN164","v":0},{"$f":"+SettlementBcons!BC164","v":0},"",{"$f":"+SettlementBcons!BU164","v":0},{"$f":"+SettlementBcons!BW164/1000","v":0},0,"default",1,0,3,0,0,null,2000,0,0,0,0,0,0,{"$f":"IF(L211=0,\"\",VLOOKUP($R211/1000,Networkdesign!$R$4:$T$17,3))","v":""},{"$f":"IF(L211=0,0,VLOOKUP($S211/L211/1000,Networkdesign!$R$4:$U$17,4))","v":0},0,0,0,0,0,0,0,{"$f":"+(Z211*Networkdesign!O$6+AA211*Networkdesign!O$8+AB211*Networkdesign!O$9+AC211*Networkdesign!O$10+AD211*Networkdesign!O$11+AE211*Networkdesign!O$12)/1000","v":0},{"$f":"+(Z211*Network!G$76+AA211*Network!I$76+AB211*Network!J$76+AC211*Network!K$76+AD211*Network!L$76+AE211*Network!M$76)","v":0},0,0,0,0,0,0,0,0,0,0,0,0,0,0,0,0,0,0,{"$f":"IF(M211>1,0,BA$8*$W211+S211*Summary!J$391)","v":0},0,0,0,0,0,0,0,0,0,0,0,0,0,0,0,0,{"$f":"Summary!J$83*(+BA211)","v":0},0,0,{"$f":"+IF($M211=2,IF($O211<Summary!$F$383,Summary!$J$398*$L211,$BU$8*$W211),0)","v":0},0,0,0,0,0,0,0,0,{"$f":"+IF(M211=3,IF(O211<Summary!F$383,Summary!J$406*L211,CD$8*W211),0)","v":0},0,0,0,0,0,0,0,0,0,0,0,0,0,0,0,0,0,0,0,0,{"$f":"+IF(#REF!=0,0,(#REF!-#REF!)/#REF!)","v":{"$error":"#REF!"}}]
[25,{"$f":"+SettlementBcons!A165","v":0},{"$f":"+SettlementBcons!CC165","v":0},{"$f":"+SettlementBcons!BN165","v":0},{"$f":"+SettlementBcons!BC165","v":0},"",{"$f":"+SettlementBcons!BU165","v":0},{"$f":"+SettlementBcons!BW165/1000","v":0},0,"default",1,0,3,0,0,null,2000,0,0,0,0,0,0,{"$f":"IF(L212=0,\"\",VLOOKUP($R212/1000,Networkdesign!$R$4:$T$17,3))","v":""},{"$f":"IF(L212=0,0,VLOOKUP($S212/L212/1000,Networkdesign!$R$4:$U$17,4))","v":0},0,0,0,0,0,0,0,{"$f":"+(Z212*Networkdesign!O$6+AA212*Networkdesign!O$8+AB212*Networkdesign!O$9+AC212*Networkdesign!O$10+AD212*Networkdesign!O$11+AE212*Networkdesign!O$12)/1000","v":0},{"$f":"+(Z212*Network!G$76+AA212*Network!I$76+AB212*Network!J$76+AC212*Network!K$76+AD212*Network!L$76+AE212*Network!M$76)","v":0},0,0,0,0,0,0,0,0,0,0,0,0,0,0,0,0,0,0,{"$f":"IF(M212>1,0,BA$8*$W212+S212*Summary!J$391)","v":0},0,0,0,0,0,0,0,0,0,0,0,0,0,0,0,0,{"$f":"Summary!J$83*(+BA212)","v":0},0,0,{"$f":"+IF($M212=2,IF($O212<Summary!$F$383,Summary!$J$398*$L212,$BU$8*$W212),0)","v":0},0,0,0,0,0,0,0,0,{"$f":"+IF(M212=3,IF(O212<Summary!F$383,Summary!J$406*L212,CD$8*W212),0)","v":0},0,0,0,0,0,0,0,0,0,0,0,0,0,0,0,0,0,0,0,0,{"$f":"+IF(#REF!=0,0,(#REF!-#REF!)/#REF!)","v":{"$error":"#REF!"}}]
[26,{"$f":"+SettlementBcons!A166","v":0},{"$f":"+SettlementBcons!CC166","v":0},{"$f":"+SettlementBcons!BN166","v":0},{"$f":"+SettlementBcons!BC166","v":0},"",{"$f":"+SettlementBcons!BU166","v":0},{"$f":"+SettlementBcons!BW166/1000","v":0},0,"default",1,0,3,0,0,null,2000,0,0,0,0,0,0,{"$f":"IF(L213=0,\"\",VLOOKUP($R213/1000,Networkdesign!$R$4:$T$17,3))","v":""},{"$f":"IF(L213=0,0,VLOOKUP($S213/L213/1000,Networkdesign!$R$4:$U$17,4))","v":0},0,0,0,0,0,0,0,{"$f":"+(Z213*Networkdesign!O$6+AA213*Networkdesign!O$8+AB213*Networkdesign!O$9+AC213*Networkdesign!O$10+AD213*Networkdesign!O$11+AE213*Networkdesign!O$12)/1000","v":0},{"$f":"+(Z213*Network!G$76+AA213*Network!I$76+AB213*Network!J$76+AC213*Network!K$76+AD213*Network!L$76+AE213*Network!M$76)","v":0},0,0,0,0,0,0,0,0,0,0,0,0,0,0,0,0,0,0,{"$f":"IF(M213>1,0,BA$8*$W213+S213*Summary!J$391)","v":0},0,0,0,0,0,0,0,0,0,0,0,0,0,0,0,0,{"$f":"Summary!J$83*(+BA213)","v":0},0,0,{"$f":"+IF($M213=2,IF($O213<Summary!$F$383,Summary!$J$398*$L213,$BU$8*$W213),0)","v":0},0,0,0,0,0,0,0,0,{"$f":"+IF(M213=3,IF(O213<Summary!F$383,Summary!J$406*L213,CD$8*W213),0)","v":0},0,0,0,0,0,0,0,0,0,0,0,0,0,0,0,0,0,0,0,0,{"$f":"+IF(#REF!=0,0,(#REF!-#REF!)/#REF!)","v":{"$error":"#REF!"}}]
[27,{"$f":"+SettlementBcons!A167","v":0},{"$f":"+SettlementBcons!CC167","v":0},{"$f":"+SettlementBcons!BN167","v":0},{"$f":"+SettlementBcons!BC167","v":0},"",{"$f":"+SettlementBcons!BU167","v":0},{"$f":"+SettlementBcons!BW167/1000","v":0},0,"default",1,0,3,0,0,null,2000,0,0,0,0,0,0,{"$f":"IF(L214=0,\"\",VLOOKUP($R214/1000,Networkdesign!$R$4:$T$17,3))","v":""},{"$f":"IF(L214=0,0,VLOOKUP($S214/L214/1000,Networkdesign!$R$4:$U$17,4))","v":0},0,0,0,0,0,0,0,{"$f":"+(Z214*Networkdesign!O$6+AA214*Networkdesign!O$8+AB214*Networkdesign!O$9+AC214*Networkdesign!O$10+AD214*Networkdesign!O$11+AE214*Networkdesign!O$12)/1000","v":0},{"$f":"+(Z214*Network!G$76+AA214*Network!I$76+AB214*Network!J$76+AC214*Network!K$76+AD214*Network!L$76+AE214*Network!M$76)","v":0},0,0,0,0,0,0,0,0,0,0,0,0,0,0,0,0,0,0,{"$f":"IF(M214>1,0,BA$8*$W214+S214*Summary!J$391)","v":0},0,0,0,0,0,0,0,0,0,0,0,0,0,0,0,0,{"$f":"Summary!J$83*(+BA214)","v":0},0,0,{"$f":"+IF($M214=2,IF($O214<Summary!$F$383,Summary!$J$398*$L214,$BU$8*$W214),0)","v":0},0,0,0,0,0,0,0,0,{"$f":"+IF(M214=3,IF(O214<Summary!F$383,Summary!J$406*L214,CD$8*W214),0)","v":0},0,0,0,0,0,0,0,0,0,0,0,0,0,0,0,0,0,0,0,0,{"$f":"+IF(#REF!=0,0,(#REF!-#REF!)/#REF!)","v":{"$error":"#REF!"}}]
[28,{"$f":"+SettlementBcons!A168","v":0},{"$f":"+SettlementBcons!CC168","v":0},{"$f":"+SettlementBcons!BN168","v":0},{"$f":"+SettlementBcons!BC168","v":0},"",{"$f":"+SettlementBcons!BU168","v":0},{"$f":"+SettlementBcons!BW168/1000","v":0},0,"default",1,0,3,0,0,null,2000,0,0,0,0,0,0,{"$f":"IF(L215=0,\"\",VLOOKUP($R215/1000,Networkdesign!$R$4:$T$17,3))","v":""},{"$f":"IF(L215=0,0,VLOOKUP($S215/L215/1000,Networkdesign!$R$4:$U$17,4))","v":0},0,0,0,0,0,0,0,{"$f":"+(Z215*Networkdesign!O$6+AA215*Networkdesign!O$8+AB215*Networkdesign!O$9+AC215*Networkdesign!O$10+AD215*Networkdesign!O$11+AE215*Networkdesign!O$12)/1000","v":0},{"$f":"+(Z215*Network!G$76+AA215*Network!I$76+AB215*Network!J$76+AC215*Network!K$76+AD215*Network!L$76+AE215*Network!M$76)","v":0},0,0,0,0,0,0,0,0,0,0,0,0,0,0,0,0,0,0,{"$f":"IF(M215>1,0,BA$8*$W215+S215*Summary!J$391)","v":0},0,0,0,0,0,0,0,0,0,0,0,0,0,0,0,0,{"$f":"Summary!J$83*(+BA215)","v":0},0,0,{"$f":"+IF($M215=2,IF($O215<Summary!$F$383,Summary!$J$398*$L215,$BU$8*$W215),0)","v":0},0,0,0,0,0,0,0,0,{"$f":"+IF(M215=3,IF(O215<Summary!F$383,Summary!J$406*L215,CD$8*W215),0)","v":0},0,0,0,0,0,0,0,0,0,0,0,0,0,0,0,0,0,0,0,0,{"$f":"+IF(#REF!=0,0,(#REF!-#REF!)/#REF!)","v":{"$error":"#REF!"}}]
[29,{"$f":"+SettlementBcons!A169","v":0},{"$f":"+SettlementBcons!CC169","v":0},{"$f":"+SettlementBcons!BN169","v":0},{"$f":"+SettlementBcons!BC169","v":0},"",{"$f":"+SettlementBcons!BU169","v":0},{"$f":"+SettlementBcons!BW169/1000","v":0},0,"default",1,0,3,0,0,null,2000,0,0,0,0,0,0,{"$f":"IF(L216=0,\"\",VLOOKUP($R216/1000,Networkdesign!$R$4:$T$17,3))","v":""},{"$f":"IF(L216=0,0,VLOOKUP($S216/L216/1000,Networkdesign!$R$4:$U$17,4))","v":0},0,0,0,0,0,0,0,{"$f":"+(Z216*Networkdesign!O$6+AA216*Networkdesign!O$8+AB216*Networkdesign!O$9+AC216*Networkdesign!O$10+AD216*Networkdesign!O$11+AE216*Networkdesign!O$12)/1000","v":0},{"$f":"+(Z216*Network!G$76+AA216*Network!I$76+AB216*Network!J$76+AC216*Network!K$76+AD216*Network!L$76+AE216*Network!M$76)","v":0},0,0,0,0,0,0,0,0,0,0,0,0,0,0,0,0,0,0,{"$f":"IF(M216>1,0,BA$8*$W216+S216*Summary!J$391)","v":0},0,0,0,0,0,0,0,0,0,0,0,0,0,0,0,0,{"$f":"Summary!J$83*(+BA216)","v":0},0,0,{"$f":"+IF($M216=2,IF($O216<Summary!$F$383,Summary!$J$398*$L216,$BU$8*$W216),0)","v":0},0,0,0,0,0,0,0,0,{"$f":"+IF(M216=3,IF(O216<Summary!F$383,Summary!J$406*L216,CD$8*W216),0)","v":0},0,0,0,0,0,0,0,0,0,0,0,0,0,0,0,0,0,0,0,0,{"$f":"+IF(#REF!=0,0,(#REF!-#REF!)/#REF!)","v":{"$error":"#REF!"}}]
[30,{"$f":"+SettlementBcons!A170","v":0},{"$f":"+SettlementBcons!CC170","v":0},{"$f":"+SettlementBcons!BN170","v":0},{"$f":"+SettlementBcons!BC170","v":0},"",{"$f":"+SettlementBcons!BU170","v":0},{"$f":"+SettlementBcons!BW170/1000","v":0},0,"default",1,0,3,0,0,null,2000,0,0,0,0,0,0,{"$f":"IF(L217=0,\"\",VLOOKUP($R217/1000,Networkdesign!$R$4:$T$17,3))","v":""},{"$f":"IF(L217=0,0,VLOOKUP($S217/L217/1000,Networkdesign!$R$4:$U$17,4))","v":0},0,0,0,0,0,0,0,{"$f":"+(Z217*Networkdesign!O$6+AA217*Networkdesign!O$8+AB217*Networkdesign!O$9+AC217*Networkdesign!O$10+AD217*Networkdesign!O$11+AE217*Networkdesign!O$12)/1000","v":0},{"$f":"+(Z217*Network!G$76+AA217*Network!I$76+AB217*Network!J$76+AC217*Network!K$76+AD217*Network!L$76+AE217*Network!M$76)","v":0},0,0,0,0,0,0,0,0,0,0,0,0,0,0,0,0,0,0,{"$f":"IF(M217>1,0,BA$8*$W217+S217*Summary!J$391)","v":0},0,0,0,0,0,0,0,0,0,0,0,0,0,0,0,0,{"$f":"Summary!J$83*(+BA217)","v":0},0,0,{"$f":"+IF($M217=2,IF($O217<Summary!$F$383,Summary!$J$398*$L217,$BU$8*$W217),0)","v":0},0,0,0,0,0,0,0,0,{"$f":"+IF(M217=3,IF(O217<Summary!F$383,Summary!J$406*L217,CD$8*W217),0)","v":0},0,0,0,0,0,0,0,0,0,0,0,0,0,0,0,0,0,0,0,0,{"$f":"+IF(#REF!=0,0,(#REF!-#REF!)/#REF!)","v":{"$error":"#REF!"}}]
[31,{"$f":"+SettlementBcons!A171","v":0},{"$f":"+SettlementBcons!CC171","v":0},{"$f":"+SettlementBcons!BN171","v":0},{"$f":"+SettlementBcons!BC171","v":0},"",{"$f":"+SettlementBcons!BU171","v":0},{"$f":"+SettlementBcons!BW171/1000","v":0},0,"default",1,0,3,0,0,null,2000,0,0,0,0,0,0,{"$f":"IF(L218=0,\"\",VLOOKUP($R218/1000,Networkdesign!$R$4:$T$17,3))","v":""},{"$f":"IF(L218=0,0,VLOOKUP($S218/L218/1000,Networkdesign!$R$4:$U$17,4))","v":0},0,0,0,0,0,0,0,{"$f":"+(Z218*Networkdesign!O$6+AA218*Networkdesign!O$8+AB218*Networkdesign!O$9+AC218*Networkdesign!O$10+AD218*Networkdesign!O$11+AE218*Networkdesign!O$12)/1000","v":0},{"$f":"+(Z218*Network!G$76+AA218*Network!I$76+AB218*Network!J$76+AC218*Network!K$76+AD218*Network!L$76+AE218*Network!M$76)","v":0},0,0,0,0,0,0,0,0,0,0,0,0,0,0,0,0,0,0,{"$f":"IF(M218>1,0,BA$8*$W218+S218*Summary!J$391)","v":0},0,0,0,0,0,0,0,0,0,0,0,0,0,0,0,0,{"$f":"Summary!J$83*(+BA218)","v":0},0,0,{"$f":"+IF($M218=2,IF($O218<Summary!$F$383,Summary!$J$398*$L218,$BU$8*$W218),0)","v":0},0,0,0,0,0,0,0,0,{"$f":"+IF(M218=3,IF(O218<Summary!F$383,Summary!J$406*L218,CD$8*W218),0)","v":0},0,0,0,0,0,0,0,0,0,0,0,0,0,0,0,0,0,0,0,0,{"$f":"+IF(#REF!=0,0,(#REF!-#REF!)/#REF!)","v":{"$error":"#REF!"}}]
[32,{"$f":"+SettlementBcons!A172","v":0},{"$f":"+SettlementBcons!CC172","v":0},{"$f":"+SettlementBcons!BN172","v":0},{"$f":"+SettlementBcons!BC172","v":0},"",{"$f":"+SettlementBcons!BU172","v":0},{"$f":"+SettlementBcons!BW172/1000","v":0},0,"default",1,0,3,0,0,null,2000,0,0,0,0,0,0,{"$f":"IF(L219=0,\"\",VLOOKUP($R219/1000,Networkdesign!$R$4:$T$17,3))","v":""},{"$f":"IF(L219=0,0,VLOOKUP($S219/L219/1000,Networkdesign!$R$4:$U$17,4))","v":0},0,0,0,0,0,0,0,{"$f":"+(Z219*Networkdesign!O$6+AA219*Networkdesign!O$8+AB219*Networkdesign!O$9+AC219*Networkdesign!O$10+AD219*Networkdesign!O$11+AE219*Networkdesign!O$12)/1000","v":0},{"$f":"+(Z219*Network!G$76+AA219*Network!I$76+AB219*Network!J$76+AC219*Network!K$76+AD219*Network!L$76+AE219*Network!M$76)","v":0},0,0,0,0,0,0,0,0,0,0,0,0,0,0,0,0,0,0,{"$f":"IF(M219>1,0,BA$8*$W219+S219*Summary!J$391)","v":0},0,0,0,0,0,0,0,0,0,0,0,0,0,0,0,0,{"$f":"Summary!J$83*(+BA219)","v":0},0,0,{"$f":"+IF($M219=2,IF($O219<Summary!$F$383,Summary!$J$398*$L219,$BU$8*$W219),0)","v":0},0,0,0,0,0,0,0,0,{"$f":"+IF(M219=3,IF(O219<Summary!F$383,Summary!J$406*L219,CD$8*W219),0)","v":0},0,0,0,0,0,0,0,0,0,0,0,0,0,0,0,0,0,0,0,0,{"$f":"+IF(#REF!=0,0,(#REF!-#REF!)/#REF!)","v":{"$error":"#REF!"}}]
[33,{"$f":"+SettlementBcons!A173","v":0},{"$f":"+SettlementBcons!CC173","v":0},{"$f":"+SettlementBcons!BN173","v":0},{"$f":"+SettlementBcons!BC173","v":0},"",{"$f":"+SettlementBcons!BU173","v":0},{"$f":"+SettlementBcons!BW173/1000","v":0},0,"default",1,0,3,0,0,null,2000,0,0,0,0,0,0,{"$f":"IF(L220=0,\"\",VLOOKUP($R220/1000,Networkdesign!$R$4:$T$17,3))","v":""},{"$f":"IF(L220=0,0,VLOOKUP($S220/L220/1000,Networkdesign!$R$4:$U$17,4))","v":0},0,0,0,0,0,0,0,{"$f":"+(Z220*Networkdesign!O$6+AA220*Networkdesign!O$8+AB220*Networkdesign!O$9+AC220*Networkdesign!O$10+AD220*Networkdesign!O$11+AE220*Networkdesign!O$12)/1000","v":0},{"$f":"+(Z220*Network!G$76+AA220*Network!I$76+AB220*Network!J$76+AC220*Network!K$76+AD220*Network!L$76+AE220*Network!M$76)","v":0},0,0,0,0,0,0,0,0,0,0,0,0,0,0,0,0,0,0,{"$f":"IF(M220>1,0,BA$8*$W220+S220*Summary!J$391)","v":0},0,0,0,0,0,0,0,0,0,0,0,0,0,0,0,0,{"$f":"Summary!J$83*(+BA220)","v":0},0,0,{"$f":"+IF($M220=2,IF($O220<Summary!$F$383,Summary!$J$398*$L220,$BU$8*$W220),0)","v":0},0,0,0,0,0,0,0,0,{"$f":"+IF(M220=3,IF(O220<Summary!F$383,Summary!J$406*L220,CD$8*W220),0)","v":0},0,0,0,0,0,0,0,0,0,0,0,0,0,0,0,0,0,0,0,0,{"$f":"+IF(#REF!=0,0,(#REF!-#REF!)/#REF!)","v":{"$error":"#REF!"}}]
[34,{"$f":"+SettlementBcons!A174","v":0},{"$f":"+SettlementBcons!CC174","v":0},{"$f":"+SettlementBcons!BN174","v":0},{"$f":"+SettlementBcons!BC174","v":0},"",{"$f":"+SettlementBcons!BU174","v":0},{"$f":"+SettlementBcons!BW174/1000","v":0},0,"default",1,0,3,0,0,null,2000,0,0,0,0,0,0,{"$f":"IF(L221=0,\"\",VLOOKUP($R221/1000,Networkdesign!$R$4:$T$17,3))","v":""},{"$f":"IF(L221=0,0,VLOOKUP($S221/L221/1000,Networkdesign!$R$4:$U$17,4))","v":0},0,0,0,0,0,0,0,{"$f":"+(Z221*Networkdesign!O$6+AA221*Networkdesign!O$8+AB221*Networkdesign!O$9+AC221*Networkdesign!O$10+AD221*Networkdesign!O$11+AE221*Networkdesign!O$12)/1000","v":0},{"$f":"+(Z221*Network!G$76+AA221*Network!I$76+AB221*Network!J$76+AC221*Network!K$76+AD221*Network!L$76+AE221*Network!M$76)","v":0},0,0,0,0,0,0,0,0,0,0,0,0,0,0,0,0,0,0,{"$f":"IF(M221>1,0,BA$8*$W221+S221*Summary!J$391)","v":0},0,0,0,0,0,0,0,0,0,0,0,0,0,0,0,0,{"$f":"Summary!J$83*(+BA221)","v":0},0,0,{"$f":"+IF($M221=2,IF($O221<Summary!$F$383,Summary!$J$398*$L221,$BU$8*$W221),0)","v":0},0,0,0,0,0,0,0,0,{"$f":"+IF(M221=3,IF(O221<Summary!F$383,Summary!J$406*L221,CD$8*W221),0)","v":0},0,0,0,0,0,0,0,0,0,0,0,0,0,0,0,0,0,0,0,0,{"$f":"+IF(#REF!=0,0,(#REF!-#REF!)/#REF!)","v":{"$error":"#REF!"}}]
[35,{"$f":"+SettlementBcons!A175","v":0},{"$f":"+SettlementBcons!CC175","v":0},{"$f":"+SettlementBcons!BN175","v":0},{"$f":"+SettlementBcons!BC175","v":0},"",{"$f":"+SettlementBcons!BU175","v":0},{"$f":"+SettlementBcons!BW175/1000","v":0},0,"default",1,0,3,0,0,null,2000,0,0,0,0,0,0,{"$f":"IF(L222=0,\"\",VLOOKUP($R222/1000,Networkdesign!$R$4:$T$17,3))","v":""},{"$f":"IF(L222=0,0,VLOOKUP($S222/L222/1000,Networkdesign!$R$4:$U$17,4))","v":0},0,0,0,0,0,0,0,{"$f":"+(Z222*Networkdesign!O$6+AA222*Networkdesign!O$8+AB222*Networkdesign!O$9+AC222*Networkdesign!O$10+AD222*Networkdesign!O$11+AE222*Networkdesign!O$12)/1000","v":0},{"$f":"+(Z222*Network!G$76+AA222*Network!I$76+AB222*Network!J$76+AC222*Network!K$76+AD222*Network!L$76+AE222*Network!M$76)","v":0},0,0,0,0,0,0,0,0,0,0,0,0,0,0,0,0,0,0,{"$f":"IF(M222>1,0,BA$8*$W222+S222*Summary!J$391)","v":0},0,0,0,0,0,0,0,0,0,0,0,0,0,0,0,0,{"$f":"Summary!J$83*(+BA222)","v":0},0,0,{"$f":"+IF($M222=2,IF($O222<Summary!$F$383,Summary!$J$398*$L222,$BU$8*$W222),0)","v":0},0,0,0,0,0,0,0,0,{"$f":"+IF(M222=3,IF(O222<Summary!F$383,Summary!J$406*L222,CD$8*W222),0)","v":0},0,0,0,0,0,0,0,0,0,0,0,0,0,0,0,0,0,0,0,0,{"$f":"+IF(#REF!=0,0,(#REF!-#REF!)/#REF!)","v":{"$error":"#REF!"}}]
[36,{"$f":"+SettlementBcons!A176","v":0},{"$f":"+SettlementBcons!CC176","v":0},{"$f":"+SettlementBcons!BN176","v":0},{"$f":"+SettlementBcons!BC176","v":0},"",{"$f":"+SettlementBcons!BU176","v":0},{"$f":"+SettlementBcons!BW176/1000","v":0},0,"default",1,0,3,0,0,null,2000,0,0,0,0,0,0,{"$f":"IF(L223=0,\"\",VLOOKUP($R223/1000,Networkdesign!$R$4:$T$17,3))","v":""},{"$f":"IF(L223=0,0,VLOOKUP($S223/L223/1000,Networkdesign!$R$4:$U$17,4))","v":0},0,0,0,{"$f":"($Y223=AC$7)*AC$8*$L223","v":0},0,0,0,{"$f":"+(Z223*Networkdesign!O$6+AA223*Networkdesign!O$8+AB223*Networkdesign!O$9+AC223*Networkdesign!O$10+AD223*Networkdesign!O$11+AE223*Networkdesign!O$12)/1000","v":0},{"$f":"+(Z223*Network!G$76+AA223*Network!I$76+AB223*Network!J$76+AC223*Network!K$76+AD223*Network!L$76+AE223*Network!M$76)","v":0},0,0,0,0,0,0,0,0,0,0,0,0,0,0,0,0,0,0,{"$f":"IF(M223>1,0,BA$8*$W223+S223*Summary!J$391)","v":0},0,0,0,0,0,0,0,0,0,0,0,0,0,0,0,0,{"$f":"Summary!J$83*(+BA223)","v":0},0,0,{"$f":"+IF($M223=2,IF($O223<Summary!$F$383,Summary!$J$398*$L223,$BU$8*$W223),0)","v":0},0,0,0,0,0,0,0,0,{"$f":"+IF(M223=3,IF(O223<Summary!F$383,Summary!J$406*L223,CD$8*W223),0)","v":0},0,0,0,0,0,0,0,0,0,0,0,0,0,0,0,0,0,0,0,0,{"$f":"+IF(#REF!=0,0,(#REF!-#REF!)/#REF!)","v":{"$error":"#REF!"}}]
[37,{"$f":"+SettlementBcons!A177","v":0},{"$f":"+SettlementBcons!CC177","v":0},{"$f":"+SettlementBcons!BN177","v":0},{"$f":"+SettlementBcons!BC177","v":0},"",{"$f":"+SettlementBcons!BU177","v":0},{"$f":"+SettlementBcons!BW177/1000","v":0},0,"default",1,0,3,0,0,null,2000,0,0,0,0,0,0,{"$f":"IF(L224=0,\"\",VLOOKUP($R224/1000,Networkdesign!$R$4:$T$17,3))","v":""},{"$f":"IF(L224=0,0,VLOOKUP($S224/L224/1000,Networkdesign!$R$4:$U$17,4))","v":0},0,0,0,0,0,0,0,{"$f":"+(Z224*Networkdesign!O$6+AA224*Networkdesign!O$8+AB224*Networkdesign!O$9+AC224*Networkdesign!O$10+AD224*Networkdesign!O$11+AE224*Networkdesign!O$12)/1000","v":0},{"$f":"+(Z224*Network!G$76+AA224*Network!I$76+AB224*Network!J$76+AC224*Network!K$76+AD224*Network!L$76+AE224*Network!M$76)","v":0},0,0,0,0,0,0,0,0,0,0,0,0,0,0,0,0,0,0,{"$f":"IF(M224>1,0,BA$8*$W224+S224*Summary!J$391)","v":0},0,0,0,0,0,0,0,0,0,0,0,0,0,0,0,0,{"$f":"Summary!J$83*(+BA224)","v":0},0,0,{"$f":"+IF($M224=2,IF($O224<Summary!$F$383,Summary!$J$398*$L224,$BU$8*$W224),0)","v":0},0,0,0,0,0,0,0,0,{"$f":"+IF(M224=3,IF(O224<Summary!F$383,Summary!J$406*L224,CD$8*W224),0)","v":0},0,0,0,0,0,0,0,0,0,0,0,0,0,0,0,0,0,0,0,0,{"$f":"+IF(#REF!=0,0,(#REF!-#REF!)/#REF!)","v":{"$error":"#REF!"}}]
[38,{"$f":"+SettlementBcons!A178","v":0},{"$f":"+SettlementBcons!CC178","v":0},{"$f":"+SettlementBcons!BN178","v":0},{"$f":"+SettlementBcons!BC178","v":0},"",{"$f":"+SettlementBcons!BU178","v":0},{"$f":"+SettlementBcons!BW178/1000","v":0},0,"default",1,0,3,0,0,null,2000,0,0,0,0,0,0,{"$f":"IF(L225=0,\"\",VLOOKUP($R225/1000,Networkdesign!$R$4:$T$17,3))","v":""},{"$f":"IF(L225=0,0,VLOOKUP($S225/L225/1000,Networkdesign!$R$4:$U$17,4))","v":0},0,0,0,0,0,0,0,{"$f":"+(Z225*Networkdesign!O$6+AA225*Networkdesign!O$8+AB225*Networkdesign!O$9+AC225*Networkdesign!O$10+AD225*Networkdesign!O$11+AE225*Networkdesign!O$12)/1000","v":0},{"$f":"+(Z225*Network!G$76+AA225*Network!I$76+AB225*Network!J$76+AC225*Network!K$76+AD225*Network!L$76+AE225*Network!M$76)","v":0},0,0,0,0,0,0,0,0,0,0,0,0,0,0,0,0,0,0,{"$f":"IF(M225>1,0,BA$8*$W225+S225*Summary!J$391)","v":0},0,0,0,0,0,0,0,0,0,0,0,0,0,0,0,0,{"$f":"Summary!J$83*(+BA225)","v":0},0,0,{"$f":"+IF($M225=2,IF($O225<Summary!$F$383,Summary!$J$398*$L225,$BU$8*$W225),0)","v":0},0,0,0,0,0,0,0,0,{"$f":"+IF(M225=3,IF(O225<Summary!F$383,Summary!J$406*L225,CD$8*W225),0)","v":0},0,0,0,0,0,0,0,0,0,0,0,0,0,0,0,0,0,0,0,0,{"$f":"+IF(#REF!=0,0,(#REF!-#REF!)/#REF!)","v":{"$error":"#REF!"}}]
[39,{"$f":"+SettlementBcons!A179","v":0},{"$f":"+SettlementBcons!CC179","v":0},{"$f":"+SettlementBcons!BN179","v":0},{"$f":"+SettlementBcons!BC179","v":0},"",{"$f":"+SettlementBcons!BU179","v":0},{"$f":"+SettlementBcons!BW179/1000","v":0},0,"default",1,0,3,0,0,null,2000,0,0,0,0,0,0,{"$f":"IF(L226=0,\"\",VLOOKUP($R226/1000,Networkdesign!$R$4:$T$17,3))","v":""},{"$f":"IF(L226=0,0,VLOOKUP($S226/L226/1000,Networkdesign!$R$4:$U$17,4))","v":0},0,0,0,0,0,0,0,{"$f":"+(Z226*Networkdesign!O$6+AA226*Networkdesign!O$8+AB226*Networkdesign!O$9+AC226*Networkdesign!O$10+AD226*Networkdesign!O$11+AE226*Networkdesign!O$12)/1000","v":0},{"$f":"+(Z226*Network!G$76+AA226*Network!I$76+AB226*Network!J$76+AC226*Network!K$76+AD226*Network!L$76+AE226*Network!M$76)","v":0},0,0,0,0,0,0,0,0,0,0,0,0,0,0,0,0,0,0,{"$f":"IF(M226>1,0,BA$8*$W226+S226*Summary!J$391)","v":0},0,0,0,0,0,0,0,0,0,0,0,0,0,0,0,0,{"$f":"Summary!J$83*(+BA226)","v":0},0,0,{"$f":"+IF($M226=2,IF($O226<Summary!$F$383,Summary!$J$398*$L226,$BU$8*$W226),0)","v":0},0,0,0,0,0,0,0,0,{"$f":"+IF(M226=3,IF(O226<Summary!F$383,Summary!J$406*L226,CD$8*W226),0)","v":0},0,0,0,0,0,0,0,0,0,0,0,0,0,0,0,0,0,0,0,0,{"$f":"+IF(#REF!=0,0,(#REF!-#REF!)/#REF!)","v":{"$error":"#REF!"}}]
[40,{"$f":"+SettlementBcons!A180","v":0},{"$f":"+SettlementBcons!CC180","v":0},{"$f":"+SettlementBcons!BN180","v":0},{"$f":"+SettlementBcons!BC180","v":0},"",{"$f":"+SettlementBcons!BU180","v":0},{"$f":"+SettlementBcons!BW180/1000","v":0},0,"default",1,0,3,0,0,null,2000,0,0,0,0,0,0,{"$f":"IF(L227=0,\"\",VLOOKUP($R227/1000,Networkdesign!$R$4:$T$17,3))","v":""},{"$f":"IF(L227=0,0,VLOOKUP($S227/L227/1000,Networkdesign!$R$4:$U$17,4))","v":0},0,0,0,0,0,0,0,{"$f":"+(Z227*Networkdesign!O$6+AA227*Networkdesign!O$8+AB227*Networkdesign!O$9+AC227*Networkdesign!O$10+AD227*Networkdesign!O$11+AE227*Networkdesign!O$12)/1000","v":0},{"$f":"+(Z227*Network!G$76+AA227*Network!I$76+AB227*Network!J$76+AC227*Network!K$76+AD227*Network!L$76+AE227*Network!M$76)","v":0},0,0,0,0,0,0,0,0,0,0,0,0,0,0,0,0,0,0,{"$f":"IF(M227>1,0,BA$8*$W227+S227*Summary!J$391)","v":0},0,0,0,0,0,0,0,0,0,0,0,0,0,0,0,0,{"$f":"Summary!J$83*(+BA227)","v":0},0,0,{"$f":"+IF($M227=2,IF($O227<Summary!$F$383,Summary!$J$398*$L227,$BU$8*$W227),0)","v":0},0,0,0,0,0,0,0,0,{"$f":"+IF(M227=3,IF(O227<Summary!F$383,Summary!J$406*L227,CD$8*W227),0)","v":0},0,0,0,0,0,0,0,0,0,0,0,0,0,0,0,0,0,0,0,0,{"$f":"+IF(#REF!=0,0,(#REF!-#REF!)/#REF!)","v":{"$error":"#REF!"}}]
[41,{"$f":"+SettlementBcons!A181","v":0},{"$f":"+SettlementBcons!CC181","v":0},{"$f":"+SettlementBcons!BN181","v":0},{"$f":"+SettlementBcons!BC181","v":0},"",{"$f":"+SettlementBcons!BU181","v":0},{"$f":"+SettlementBcons!BW181/1000","v":0},0,"default",1,0,3,0,0,null,2000,0,0,0,0,0,0,{"$f":"IF(L228=0,\"\",VLOOKUP($R228/1000,Networkdesign!$R$4:$T$17,3))","v":""},{"$f":"IF(L228=0,0,VLOOKUP($S228/L228/1000,Networkdesign!$R$4:$U$17,4))","v":0},0,0,0,0,0,0,0,{"$f":"+(Z228*Networkdesign!O$6+AA228*Networkdesign!O$8+AB228*Networkdesign!O$9+AC228*Networkdesign!O$10+AD228*Networkdesign!O$11+AE228*Networkdesign!O$12)/1000","v":0},{"$f":"+(Z228*Network!G$76+AA228*Network!I$76+AB228*Network!J$76+AC228*Network!K$76+AD228*Network!L$76+AE228*Network!M$76)","v":0},0,0,0,0,0,0,0,0,0,0,0,0,0,0,0,0,0,0,{"$f":"IF(M228>1,0,BA$8*$W228+S228*Summary!J$391)","v":0},0,0,0,0,0,0,0,0,0,0,0,0,0,0,0,0,{"$f":"Summary!J$83*(+BA228)","v":0},0,0,{"$f":"+IF($M228=2,IF($O228<Summary!$F$383,Summary!$J$398*$L228,$BU$8*$W228),0)","v":0},0,0,0,0,0,0,0,0,{"$f":"+IF(M228=3,IF(O228<Summary!F$383,Summary!J$406*L228,CD$8*W228),0)","v":0},0,0,0,0,0,0,0,0,0,0,0,0,0,0,0,0,0,0,0,0,{"$f":"+IF(#REF!=0,0,(#REF!-#REF!)/#REF!)","v":{"$error":"#REF!"}}]
[42,{"$f":"+SettlementBcons!A182","v":0},{"$f":"+SettlementBcons!CC182","v":0},{"$f":"+SettlementBcons!BN182","v":0},{"$f":"+SettlementBcons!BC182","v":0},"",{"$f":"+SettlementBcons!BU182","v":0},{"$f":"+SettlementBcons!BW182/1000","v":0},0,"default",1,0,3,0,0,null,2000,0,0,0,0,0,0,{"$f":"IF(L229=0,\"\",VLOOKUP($R229/1000,Networkdesign!$R$4:$T$17,3))","v":""},{"$f":"IF(L229=0,0,VLOOKUP($S229/L229/1000,Networkdesign!$R$4:$U$17,4))","v":0},0,0,0,0,0,0,0,{"$f":"+(Z229*Networkdesign!O$6+AA229*Networkdesign!O$8+AB229*Networkdesign!O$9+AC229*Networkdesign!O$10+AD229*Networkdesign!O$11+AE229*Networkdesign!O$12)/1000","v":0},{"$f":"+(Z229*Network!G$76+AA229*Network!I$76+AB229*Network!J$76+AC229*Network!K$76+AD229*Network!L$76+AE229*Network!M$76)","v":0},0,0,0,0,0,0,0,0,0,0,0,0,0,0,0,0,0,0,{"$f":"IF(M229>1,0,BA$8*$W229+S229*Summary!J$391)","v":0},0,0,0,0,0,0,0,0,0,0,0,0,0,0,0,0,{"$f":"Summary!J$83*(+BA229)","v":0},0,0,{"$f":"+IF($M229=2,IF($O229<Summary!$F$383,Summary!$J$398*$L229,$BU$8*$W229),0)","v":0},0,0,0,0,0,0,0,0,{"$f":"+IF(M229=3,IF(O229<Summary!F$383,Summary!J$406*L229,CD$8*W229),0)","v":0},0,0,0,0,0,0,0,0,0,0,0,0,0,0,0,0,0,0,0,0,{"$f":"+IF(#REF!=0,0,(#REF!-#REF!)/#REF!)","v":{"$error":"#REF!"}}]
[43,{"$f":"+SettlementBcons!A183","v":0},{"$f":"+SettlementBcons!CC183","v":0},{"$f":"+SettlementBcons!BN183","v":0},{"$f":"+SettlementBcons!BC183","v":0},"",{"$f":"+SettlementBcons!BU183","v":0},{"$f":"+SettlementBcons!BW183/1000","v":0},0,"default",1,0,3,0,0,null,2000,0,0,0,0,0,0,{"$f":"IF(L230=0,\"\",VLOOKUP($R230/1000,Networkdesign!$R$4:$T$17,3))","v":""},{"$f":"IF(L230=0,0,VLOOKUP($S230/L230/1000,Networkdesign!$R$4:$U$17,4))","v":0},0,0,0,0,0,0,0,{"$f":"+(Z230*Networkdesign!O$6+AA230*Networkdesign!O$8+AB230*Networkdesign!O$9+AC230*Networkdesign!O$10+AD230*Networkdesign!O$11+AE230*Networkdesign!O$12)/1000","v":0},{"$f":"+(Z230*Network!G$76+AA230*Network!I$76+AB230*Network!J$76+AC230*Network!K$76+AD230*Network!L$76+AE230*Network!M$76)","v":0},0,0,0,0,0,0,0,0,0,0,0,0,0,0,0,0,0,0,{"$f":"IF(M230>1,0,BA$8*$W230+S230*Summary!J$391)","v":0},0,0,0,0,0,0,0,0,0,0,0,0,0,0,0,0,{"$f":"Summary!J$83*(+BA230)","v":0},0,0,{"$f":"+IF($M230=2,IF($O230<Summary!$F$383,Summary!$J$398*$L230,$BU$8*$W230),0)","v":0},0,0,0,0,0,0,0,0,{"$f":"+IF(M230=3,IF(O230<Summary!F$383,Summary!J$406*L230,CD$8*W230),0)","v":0},0,0,0,0,0,0,0,0,0,0,0,0,0,0,0,0,0,0,0,0,{"$f":"+IF(#REF!=0,0,(#REF!-#REF!)/#REF!)","v":{"$error":"#REF!"}}]
[44,{"$f":"+SettlementBcons!A184","v":0},{"$f":"+SettlementBcons!CC184","v":0},{"$f":"+SettlementBcons!BN184","v":0},{"$f":"+SettlementBcons!BC184","v":0},"",{"$f":"+SettlementBcons!BU184","v":0},{"$f":"+SettlementBcons!BW184/1000","v":0},0,"default",1,0,3,0,0,null,2000,0,0,0,0,0,0,{"$f":"IF(L231=0,\"\",VLOOKUP($R231/1000,Networkdesign!$R$4:$T$17,3))","v":""},{"$f":"IF(L231=0,0,VLOOKUP($S231/L231/1000,Networkdesign!$R$4:$U$17,4))","v":0},0,0,0,0,0,0,0,{"$f":"+(Z231*Networkdesign!O$6+AA231*Networkdesign!O$8+AB231*Networkdesign!O$9+AC231*Networkdesign!O$10+AD231*Networkdesign!O$11+AE231*Networkdesign!O$12)/1000","v":0},{"$f":"+(Z231*Network!G$76+AA231*Network!I$76+AB231*Network!J$76+AC231*Network!K$76+AD231*Network!L$76+AE231*Network!M$76)","v":0},0,0,0,0,0,0,0,0,0,0,0,0,0,0,0,0,0,0,{"$f":"IF(M231>1,0,BA$8*$W231+S231*Summary!J$391)","v":0},0,0,0,0,0,0,0,0,0,0,0,0,0,0,0,0,{"$f":"Summary!J$83*(+BA231)","v":0},0,0,{"$f":"+IF($M231=2,IF($O231<Summary!$F$383,Summary!$J$398*$L231,$BU$8*$W231),0)","v":0},0,0,0,0,0,0,0,0,{"$f":"+IF(M231=3,IF(O231<Summary!F$383,Summary!J$406*L231,CD$8*W231),0)","v":0},0,0,0,0,0,0,0,0,0,0,0,0,0,0,0,0,0,0,0,0,{"$f":"+IF(#REF!=0,0,(#REF!-#REF!)/#REF!)","v":{"$error":"#REF!"}}]
[45,{"$f":"+SettlementBcons!A185","v":0},{"$f":"+SettlementBcons!CC185","v":0},{"$f":"+SettlementBcons!BN185","v":0},{"$f":"+SettlementBcons!BC185","v":0},"",{"$f":"+SettlementBcons!BU185","v":0},{"$f":"+SettlementBcons!BW185/1000","v":0},0,"default",1,0,3,0,0,null,2000,0,0,0,0,0,0,{"$f":"IF(L232=0,\"\",VLOOKUP($R232/1000,Networkdesign!$R$4:$T$17,3))","v":""},{"$f":"IF(L232=0,0,VLOOKUP($S232/L232/1000,Networkdesign!$R$4:$U$17,4))","v":0},0,0,0,0,0,0,0,{"$f":"+(Z232*Networkdesign!O$6+AA232*Networkdesign!O$8+AB232*Networkdesign!O$9+AC232*Networkdesign!O$10+AD232*Networkdesign!O$11+AE232*Networkdesign!O$12)/1000","v":0},{"$f":"+(Z232*Network!G$76+AA232*Network!I$76+AB232*Network!J$76+AC232*Network!K$76+AD232*Network!L$76+AE232*Network!M$76)","v":0},0,0,0,0,0,0,0,0,0,0,0,0,0,0,0,0,0,0,{"$f":"IF(M232>1,0,BA$8*$W232+S232*Summary!J$391)","v":0},0,0,0,0,0,0,0,0,0,0,0,0,0,0,0,0,{"$f":"Summary!J$83*(+BA232)","v":0},0,0,{"$f":"+IF($M232=2,IF($O232<Summary!$F$383,Summary!$J$398*$L232,$BU$8*$W232),0)","v":0},0,0,0,0,0,0,0,0,{"$f":"+IF(M232=3,IF(O232<Summary!F$383,Summary!J$406*L232,CD$8*W232),0)","v":0},0,0,0,0,0,0,0,0,0,0,0,0,0,0,0,0,0,0,0,0,{"$f":"+IF(#REF!=0,0,(#REF!-#REF!)/#REF!)","v":{"$error":"#REF!"}}]
[46,{"$f":"+SettlementBcons!A186","v":0},{"$f":"+SettlementBcons!CC186","v":0},{"$f":"+SettlementBcons!BN186","v":0},{"$f":"+SettlementBcons!BC186","v":0},"",{"$f":"+SettlementBcons!BU186","v":0},{"$f":"+SettlementBcons!BW186/1000","v":0},0,"default",1,0,3,0,0,null,2000,0,0,0,0,0,0,{"$f":"IF(L233=0,\"\",VLOOKUP($R233/1000,Networkdesign!$R$4:$T$17,3))","v":""},{"$f":"IF(L233=0,0,VLOOKUP($S233/L233/1000,Networkdesign!$R$4:$U$17,4))","v":0},0,0,0,0,0,0,0,{"$f":"+(Z233*Networkdesign!O$6+AA233*Networkdesign!O$8+AB233*Networkdesign!O$9+AC233*Networkdesign!O$10+AD233*Networkdesign!O$11+AE233*Networkdesign!O$12)/1000","v":0},{"$f":"+(Z233*Network!G$76+AA233*Network!I$76+AB233*Network!J$76+AC233*Network!K$76+AD233*Network!L$76+AE233*Network!M$76)","v":0},0,0,0,0,0,0,0,0,0,0,0,0,0,0,0,0,0,0,{"$f":"IF(M233>1,0,BA$8*$W233+S233*Summary!J$391)","v":0},0,0,0,0,0,0,0,0,0,0,0,0,0,0,0,0,{"$f":"Summary!J$83*(+BA233)","v":0},0,0,{"$f":"+IF($M233=2,IF($O233<Summary!$F$383,Summary!$J$398*$L233,$BU$8*$W233),0)","v":0},0,0,0,0,0,0,0,0,{"$f":"+IF(M233=3,IF(O233<Summary!F$383,Summary!J$406*L233,CD$8*W233),0)","v":0},0,0,0,0,0,0,0,0,0,0,0,0,0,0,0,0,0,0,0,0,{"$f":"+IF(#REF!=0,0,(#REF!-#REF!)/#REF!)","v":{"$error":"#REF!"}}]
[47,{"$f":"+SettlementBcons!A187","v":0},{"$f":"+SettlementBcons!CC187","v":0},{"$f":"+SettlementBcons!BN187","v":0},{"$f":"+SettlementBcons!BC187","v":0},"",{"$f":"+SettlementBcons!BU187","v":0},{"$f":"+SettlementBcons!BW187/1000","v":0},0,"default",1,0,3,0,0,null,2000,0,0,0,0,0,0,{"$f":"IF(L234=0,\"\",VLOOKUP($R234/1000,Networkdesign!$R$4:$T$17,3))","v":""},{"$f":"IF(L234=0,0,VLOOKUP($S234/L234/1000,Networkdesign!$R$4:$U$17,4))","v":0},0,0,0,0,0,0,0,{"$f":"+(Z234*Networkdesign!O$6+AA234*Networkdesign!O$8+AB234*Networkdesign!O$9+AC234*Networkdesign!O$10+AD234*Networkdesign!O$11+AE234*Networkdesign!O$12)/1000","v":0},{"$f":"+(Z234*Network!G$76+AA234*Network!I$76+AB234*Network!J$76+AC234*Network!K$76+AD234*Network!L$76+AE234*Network!M$76)","v":0},0,0,0,0,0,0,0,0,0,0,0,0,0,0,0,0,0,0,{"$f":"IF(M234>1,0,BA$8*$W234+S234*Summary!J$391)","v":0},0,0,0,0,0,0,0,0,0,0,0,0,0,0,0,0,{"$f":"Summary!J$83*(+BA234)","v":0},0,0,{"$f":"+IF($M234=2,IF($O234<Summary!$F$383,Summary!$J$398*$L234,$BU$8*$W234),0)","v":0},0,0,0,0,0,0,0,0,{"$f":"+IF(M234=3,IF(O234<Summary!F$383,Summary!J$406*L234,CD$8*W234),0)","v":0},0,0,0,0,0,0,0,0,0,0,0,0,0,0,0,0,0,0,0,0,{"$f":"+IF(#REF!=0,0,(#REF!-#REF!)/#REF!)","v":{"$error":"#REF!"}}]
[48,{"$f":"+SettlementBcons!A188","v":0},{"$f":"+SettlementBcons!CC188","v":0},{"$f":"+SettlementBcons!BN188","v":0},{"$f":"+SettlementBcons!BC188","v":0},"",{"$f":"+SettlementBcons!BU188","v":0},{"$f":"+SettlementBcons!BW188/1000","v":0},0,"default",1,0,3,0,0,null,2000,0,0,0,0,0,0,{"$f":"IF(L235=0,\"\",VLOOKUP($R235/1000,Networkdesign!$R$4:$T$17,3))","v":""},{"$f":"IF(L235=0,0,VLOOKUP($S235/L235/1000,Networkdesign!$R$4:$U$17,4))","v":0},0,0,0,0,0,0,0,{"$f":"+(Z235*Networkdesign!O$6+AA235*Networkdesign!O$8+AB235*Networkdesign!O$9+AC235*Networkdesign!O$10+AD235*Networkdesign!O$11+AE235*Networkdesign!O$12)/1000","v":0},{"$f":"+(Z235*Network!G$76+AA235*Network!I$76+AB235*Network!J$76+AC235*Network!K$76+AD235*Network!L$76+AE235*Network!M$76)","v":0},0,0,0,0,0,0,0,0,0,0,0,0,0,0,0,0,0,0,{"$f":"IF(M235>1,0,BA$8*$W235+S235*Summary!J$391)","v":0},0,0,0,0,0,0,0,0,0,0,0,0,0,0,0,0,{"$f":"Summary!J$83*(+BA235)","v":0},0,0,{"$f":"+IF($M235=2,IF($O235<Summary!$F$383,Summary!$J$398*$L235,$BU$8*$W235),0)","v":0},0,0,0,0,0,0,0,0,{"$f":"+IF(M235=3,IF(O235<Summary!F$383,Summary!J$406*L235,CD$8*W235),0)","v":0},0,0,0,0,0,0,0,0,0,0,0,0,0,0,0,0,0,0,0,0,{"$f":"+IF(#REF!=0,0,(#REF!-#REF!)/#REF!)","v":{"$error":"#REF!"}}]
[49,{"$f":"+SettlementBcons!A189","v":0},{"$f":"+SettlementBcons!CC189","v":0},{"$f":"+SettlementBcons!BN189","v":0},{"$f":"+SettlementBcons!BC189","v":0},"",{"$f":"+SettlementBcons!BU189","v":0},{"$f":"+SettlementBcons!BW189/1000","v":0},0,"default",1,0,3,0,0,null,2000,0,0,0,0,0,0,{"$f":"IF(L236=0,\"\",VLOOKUP($R236/1000,Networkdesign!$R$4:$T$17,3))","v":""},{"$f":"IF(L236=0,0,VLOOKUP($S236/L236/1000,Networkdesign!$R$4:$U$17,4))","v":0},0,0,0,0,0,0,0,{"$f":"+(Z236*Networkdesign!O$6+AA236*Networkdesign!O$8+AB236*Networkdesign!O$9+AC236*Networkdesign!O$10+AD236*Networkdesign!O$11+AE236*Networkdesign!O$12)/1000","v":0},{"$f":"+(Z236*Network!G$76+AA236*Network!I$76+AB236*Network!J$76+AC236*Network!K$76+AD236*Network!L$76+AE236*Network!M$76)","v":0},0,0,0,0,0,0,0,0,0,0,0,0,0,0,0,0,0,0,{"$f":"IF(M236>1,0,BA$8*$W236+S236*Summary!J$391)","v":0},0,0,0,0,0,0,0,0,0,0,0,0,0,0,0,0,{"$f":"Summary!J$83*(+BA236)","v":0},0,0,{"$f":"+IF($M236=2,IF($O236<Summary!$F$383,Summary!$J$398*$L236,$BU$8*$W236),0)","v":0},0,0,0,0,0,0,0,0,{"$f":"+IF(M236=3,IF(O236<Summary!F$383,Summary!J$406*L236,CD$8*W236),0)","v":0},0,0,0,0,0,0,0,0,0,0,0,0,0,0,0,0,0,0,0,0,{"$f":"+IF(#REF!=0,0,(#REF!-#REF!)/#REF!)","v":{"$error":"#REF!"}}]
[50,{"$f":"+SettlementBcons!A190","v":0},{"$f":"+SettlementBcons!CC190","v":0},{"$f":"+SettlementBcons!BN190","v":0},{"$f":"+SettlementBcons!BC190","v":0},"",{"$f":"+SettlementBcons!BU190","v":0},{"$f":"+SettlementBcons!BW190/1000","v":0},0,"default",1,0,3,0,0,null,2000,0,0,0,0,0,0,{"$f":"IF(L237=0,\"\",VLOOKUP($R237/1000,Networkdesign!$R$4:$T$17,3))","v":""},{"$f":"IF(L237=0,0,VLOOKUP($S237/L237/1000,Networkdesign!$R$4:$U$17,4))","v":0},0,0,0,0,0,0,0,{"$f":"+(Z237*Networkdesign!O$6+AA237*Networkdesign!O$8+AB237*Networkdesign!O$9+AC237*Networkdesign!O$10+AD237*Networkdesign!O$11+AE237*Networkdesign!O$12)/1000","v":0},{"$f":"+(Z237*Network!G$76+AA237*Network!I$76+AB237*Network!J$76+AC237*Network!K$76+AD237*Network!L$76+AE237*Network!M$76)","v":0},0,0,0,0,0,0,0,0,0,0,0,0,0,0,0,0,0,0,{"$f":"IF(M237>1,0,BA$8*$W237+S237*Summary!J$391)","v":0},0,0,0,0,0,0,0,0,0,0,0,0,0,0,0,0,{"$f":"Summary!J$83*(+BA237)","v":0},0,0,{"$f":"+IF($M237=2,IF($O237<Summary!$F$383,Summary!$J$398*$L237,$BU$8*$W237),0)","v":0},0,0,0,0,0,0,0,0,{"$f":"+IF(M237=3,IF(O237<Summary!F$383,Summary!J$406*L237,CD$8*W237),0)","v":0},0,0,0,0,0,0,0,0,0,0,0,0,0,0,0,0,0,0,0,0,{"$f":"+IF(#REF!=0,0,(#REF!-#REF!)/#REF!)","v":{"$error":"#REF!"}}]
[51,{"$f":"+SettlementBcons!A191","v":0},{"$f":"+SettlementBcons!CC191","v":0},{"$f":"+SettlementBcons!BN191","v":0},{"$f":"+SettlementBcons!BC191","v":0},"",{"$f":"+SettlementBcons!BU191","v":0},{"$f":"+SettlementBcons!BW191/1000","v":0},0,"default",1,0,3,0,0,null,2000,0,0,0,0,0,0,{"$f":"IF(L238=0,\"\",VLOOKUP($R238/1000,Networkdesign!$R$4:$T$17,3))","v":""},{"$f":"IF(L238=0,0,VLOOKUP($S238/L238/1000,Networkdesign!$R$4:$U$17,4))","v":0},0,0,0,0,0,0,0,{"$f":"+(Z238*Networkdesign!O$6+AA238*Networkdesign!O$8+AB238*Networkdesign!O$9+AC238*Networkdesign!O$10+AD238*Networkdesign!O$11+AE238*Networkdesign!O$12)/1000","v":0},{"$f":"+(Z238*Network!G$76+AA238*Network!I$76+AB238*Network!J$76+AC238*Network!K$76+AD238*Network!L$76+AE238*Network!M$76)","v":0},0,0,0,0,0,0,0,0,0,0,0,0,0,0,0,0,0,0,{"$f":"IF(M238>1,0,BA$8*$W238+S238*Summary!J$391)","v":0},0,0,0,0,0,0,0,0,0,0,0,0,0,0,0,0,{"$f":"Summary!J$83*(+BA238)","v":0},0,0,{"$f":"+IF($M238=2,IF($O238<Summary!$F$383,Summary!$J$398*$L238,$BU$8*$W238),0)","v":0},0,0,0,0,0,0,0,0,{"$f":"+IF(M238=3,IF(O238<Summary!F$383,Summary!J$406*L238,CD$8*W238),0)","v":0},0,0,0,0,0,0,0,0,0,0,0,0,0,0,0,0,0,0,0,0,{"$f":"+IF(#REF!=0,0,(#REF!-#REF!)/#REF!)","v":{"$error":"#REF!"}}]
[52,{"$f":"+SettlementBcons!A192","v":0},{"$f":"+SettlementBcons!CC192","v":0},{"$f":"+SettlementBcons!BN192","v":0},{"$f":"+SettlementBcons!BC192","v":0},"",{"$f":"+SettlementBcons!BU192","v":0},{"$f":"+SettlementBcons!BW192/1000","v":0},0,"default",1,0,3,0,0,null,2000,0,0,0,0,0,0,{"$f":"IF(L239=0,\"\",VLOOKUP($R239/1000,Networkdesign!$R$4:$T$17,3))","v":""},{"$f":"IF(L239=0,0,VLOOKUP($S239/L239/1000,Networkdesign!$R$4:$U$17,4))","v":0},0,0,0,0,0,0,0,{"$f":"+(Z239*Networkdesign!O$6+AA239*Networkdesign!O$8+AB239*Networkdesign!O$9+AC239*Networkdesign!O$10+AD239*Networkdesign!O$11+AE239*Networkdesign!O$12)/1000","v":0},{"$f":"+(Z239*Network!G$76+AA239*Network!I$76+AB239*Network!J$76+AC239*Network!K$76+AD239*Network!L$76+AE239*Network!M$76)","v":0},0,0,0,0,0,0,0,0,0,0,0,0,0,0,0,0,0,0,{"$f":"IF(M239>1,0,BA$8*$W239+S239*Summary!J$391)","v":0},0,0,0,0,0,0,0,0,0,0,0,0,0,0,0,0,{"$f":"Summary!J$83*(+BA239)","v":0},0,0,{"$f":"+IF($M239=2,IF($O239<Summary!$F$383,Summary!$J$398*$L239,$BU$8*$W239),0)","v":0},0,0,0,0,0,0,0,0,{"$f":"+IF(M239=3,IF(O239<Summary!F$383,Summary!J$406*L239,CD$8*W239),0)","v":0},0,0,0,0,0,0,0,0,0,0,0,0,0,0,0,0,0,0,0,0,{"$f":"+IF(#REF!=0,0,(#REF!-#REF!)/#REF!)","v":{"$error":"#REF!"}}]
[53,{"$f":"+SettlementBcons!A193","v":0},{"$f":"+SettlementBcons!CC193","v":0},{"$f":"+SettlementBcons!BN193","v":0},{"$f":"+SettlementBcons!BC193","v":0},"",{"$f":"+SettlementBcons!BU193","v":0},{"$f":"+SettlementBcons!BW193/1000","v":0},0,"default",1,0,3,0,0,null,2000,0,0,0,0,0,0,{"$f":"IF(L240=0,\"\",VLOOKUP($R240/1000,Networkdesign!$R$4:$T$17,3))","v":""},{"$f":"IF(L240=0,0,VLOOKUP($S240/L240/1000,Networkdesign!$R$4:$U$17,4))","v":0},0,0,0,0,0,0,0,{"$f":"+(Z240*Networkdesign!O$6+AA240*Networkdesign!O$8+AB240*Networkdesign!O$9+AC240*Networkdesign!O$10+AD240*Networkdesign!O$11+AE240*Networkdesign!O$12)/1000","v":0},{"$f":"+(Z240*Network!G$76+AA240*Network!I$76+AB240*Network!J$76+AC240*Network!K$76+AD240*Network!L$76+AE240*Network!M$76)","v":0},0,0,0,0,0,0,0,0,0,0,0,0,0,0,0,0,0,0,{"$f":"IF(M240>1,0,BA$8*$W240+S240*Summary!J$391)","v":0},0,0,0,0,0,0,0,0,0,0,0,0,0,0,0,0,{"$f":"Summary!J$83*(+BA240)","v":0},0,0,{"$f":"+IF($M240=2,IF($O240<Summary!$F$383,Summary!$J$398*$L240,$BU$8*$W240),0)","v":0},0,0,0,0,0,0,0,0,{"$f":"+IF(M240=3,IF(O240<Summary!F$383,Summary!J$406*L240,CD$8*W240),0)","v":0},0,0,0,0,0,0,0,0,0,0,0,0,0,0,0,0,0,0,0,0,{"$f":"+IF(#REF!=0,0,(#REF!-#REF!)/#REF!)","v":{"$error":"#REF!"}}]
[54,{"$f":"+SettlementBcons!A194","v":0},{"$f":"+SettlementBcons!CC194","v":0},{"$f":"+SettlementBcons!BN194","v":0},{"$f":"+SettlementBcons!BC194","v":0},"",{"$f":"+SettlementBcons!BU194","v":0},{"$f":"+SettlementBcons!BW194/1000","v":0},0,"default",1,0,3,0,0,null,2000,0,0,0,0,0,0,{"$f":"IF(L241=0,\"\",VLOOKUP($R241/1000,Networkdesign!$R$4:$T$17,3))","v":""},{"$f":"IF(L241=0,0,VLOOKUP($S241/L241/1000,Networkdesign!$R$4:$U$17,4))","v":0},0,0,0,0,0,0,0,{"$f":"+(Z241*Networkdesign!O$6+AA241*Networkdesign!O$8+AB241*Networkdesign!O$9+AC241*Networkdesign!O$10+AD241*Networkdesign!O$11+AE241*Networkdesign!O$12)/1000","v":0},{"$f":"+(Z241*Network!G$76+AA241*Network!I$76+AB241*Network!J$76+AC241*Network!K$76+AD241*Network!L$76+AE241*Network!M$76)","v":0},0,0,0,0,0,0,0,0,0,0,0,0,0,0,0,0,0,0,{"$f":"IF(M241>1,0,BA$8*$W241+S241*Summary!J$391)","v":0},0,0,0,0,0,0,0,0,0,0,0,0,0,0,0,0,{"$f":"Summary!J$83*(+BA241)","v":0},0,0,{"$f":"+IF($M241=2,IF($O241<Summary!$F$383,Summary!$J$398*$L241,$BU$8*$W241),0)","v":0},0,0,0,0,0,0,0,0,{"$f":"+IF(M241=3,IF(O241<Summary!F$383,Summary!J$406*L241,CD$8*W241),0)","v":0},0,0,0,0,0,0,0,0,0,0,0,0,0,0,0,0,0,0,0,0,{"$f":"+IF(#REF!=0,0,(#REF!-#REF!)/#REF!)","v":{"$error":"#REF!"}}]
[55,{"$f":"+SettlementBcons!A195","v":0},{"$f":"+SettlementBcons!CC195","v":0},{"$f":"+SettlementBcons!BN195","v":0},{"$f":"+SettlementBcons!BC195","v":0},"",{"$f":"+SettlementBcons!BU195","v":0},{"$f":"+SettlementBcons!BW195/1000","v":0},0,"default",1,0,3,0,0,null,2000,0,0,0,0,0,0,{"$f":"IF(L242=0,\"\",VLOOKUP($R242/1000,Networkdesign!$R$4:$T$17,3))","v":""},{"$f":"IF(L242=0,0,VLOOKUP($S242/L242/1000,Networkdesign!$R$4:$U$17,4))","v":0},0,0,0,0,0,0,0,{"$f":"+(Z242*Networkdesign!O$6+AA242*Networkdesign!O$8+AB242*Networkdesign!O$9+AC242*Networkdesign!O$10+AD242*Networkdesign!O$11+AE242*Networkdesign!O$12)/1000","v":0},{"$f":"+(Z242*Network!G$76+AA242*Network!I$76+AB242*Network!J$76+AC242*Network!K$76+AD242*Network!L$76+AE242*Network!M$76)","v":0},0,0,0,0,0,0,0,0,0,0,0,0,0,0,0,0,0,0,{"$f":"IF(M242>1,0,BA$8*$W242+S242*Summary!J$391)","v":0},0,0,0,0,0,0,0,0,0,0,0,0,0,0,0,0,{"$f":"Summary!J$83*(+BA242)","v":0},0,0,{"$f":"+IF($M242=2,IF($O242<Summary!$F$383,Summary!$J$398*$L242,$BU$8*$W242),0)","v":0},0,0,0,0,0,0,0,0,{"$f":"+IF(M242=3,IF(O242<Summary!F$383,Summary!J$406*L242,CD$8*W242),0)","v":0},0,0,0,0,0,0,0,0,0,0,0,0,0,0,0,0,0,0,0,0,{"$f":"+IF(#REF!=0,0,(#REF!-#REF!)/#REF!)","v":{"$error":"#REF!"}}]
[56,{"$f":"+SettlementBcons!A196","v":0},{"$f":"+SettlementBcons!CC196","v":0},{"$f":"+SettlementBcons!BN196","v":0},{"$f":"+SettlementBcons!BC196","v":0},"",{"$f":"+SettlementBcons!BU196","v":0},{"$f":"+SettlementBcons!BW196/1000","v":0},0,"default",1,0,3,0,0,null,2000,0,0,0,0,0,0,{"$f":"IF(L243=0,\"\",VLOOKUP($R243/1000,Networkdesign!$R$4:$T$17,3))","v":""},{"$f":"IF(L243=0,0,VLOOKUP($S243/L243/1000,Networkdesign!$R$4:$U$17,4))","v":0},0,0,0,0,0,0,0,{"$f":"+(Z243*Networkdesign!O$6+AA243*Networkdesign!O$8+AB243*Networkdesign!O$9+AC243*Networkdesign!O$10+AD243*Networkdesign!O$11+AE243*Networkdesign!O$12)/1000","v":0},{"$f":"+(Z243*Network!G$76+AA243*Network!I$76+AB243*Network!J$76+AC243*Network!K$76+AD243*Network!L$76+AE243*Network!M$76)","v":0},0,0,0,0,0,0,0,0,0,0,0,0,0,0,0,0,0,0,{"$f":"IF(M243>1,0,BA$8*$W243+S243*Summary!J$391)","v":0},0,0,0,0,0,0,0,0,0,0,0,0,0,0,0,0,{"$f":"Summary!J$83*(+BA243)","v":0},0,0,{"$f":"+IF($M243=2,IF($O243<Summary!$F$383,Summary!$J$398*$L243,$BU$8*$W243),0)","v":0},0,0,0,0,0,0,0,0,{"$f":"+IF(M243=3,IF(O243<Summary!F$383,Summary!J$406*L243,CD$8*W243),0)","v":0},0,0,0,0,0,0,0,0,0,0,0,0,0,0,0,0,0,0,0,0,{"$f":"+IF(#REF!=0,0,(#REF!-#REF!)/#REF!)","v":{"$error":"#REF!"}}]
[57,{"$f":"+SettlementBcons!A197","v":0},{"$f":"+SettlementBcons!CC197","v":0},{"$f":"+SettlementBcons!BN197","v":0},{"$f":"+SettlementBcons!BC197","v":0},"",{"$f":"+SettlementBcons!BU197","v":0},{"$f":"+SettlementBcons!BW197/1000","v":0},0,"default",1,0,3,0,0,null,2000,0,0,0,0,0,0,{"$f":"IF(L244=0,\"\",VLOOKUP($R244/1000,Networkdesign!$R$4:$T$17,3))","v":""},{"$f":"IF(L244=0,0,VLOOKUP($S244/L244/1000,Networkdesign!$R$4:$U$17,4))","v":0},0,0,0,0,0,0,0,{"$f":"+(Z244*Networkdesign!O$6+AA244*Networkdesign!O$8+AB244*Networkdesign!O$9+AC244*Networkdesign!O$10+AD244*Networkdesign!O$11+AE244*Networkdesign!O$12)/1000","v":0},{"$f":"+(Z244*Network!G$76+AA244*Network!I$76+AB244*Network!J$76+AC244*Network!K$76+AD244*Network!L$76+AE244*Network!M$76)","v":0},0,0,0,{"$f":"IF($L244=0,0,IF($O244/$L244<AL$4,IF($O244/$L244<AL$3,0,$O244/$L244-AL$3),AL$4-AL$3)*$L244)","v":0},0,0,0,0,0,0,0,0,0,0,0,0,0,0,{"$f":"IF(M244>1,0,BA$8*$W244+S244*Summary!J$391)","v":0},0,0,0,0,0,0,0,0,0,0,0,0,0,0,0,0,{"$f":"Summary!J$83*(+BA244)","v":0},0,0,{"$f":"+IF($M244=2,IF($O244<Summary!$F$383,Summary!$J$398*$L244,$BU$8*$W244),0)","v":0},0,0,0,0,0,0,0,0,{"$f":"+IF(M244=3,IF(O244<Summary!F$383,Summary!J$406*L244,CD$8*W244),0)","v":0},0,0,0,0,0,0,0,0,0,0,0,0,0,0,0,0,0,0,0,0,{"$f":"+IF(#REF!=0,0,(#REF!-#REF!)/#REF!)","v":{"$error":"#REF!"}}]
[58,{"$f":"+SettlementBcons!A198","v":0},{"$f":"+SettlementBcons!CC198","v":0},{"$f":"+SettlementBcons!BN198","v":0},{"$f":"+SettlementBcons!BC198","v":0},"",{"$f":"+SettlementBcons!BU198","v":0},{"$f":"+SettlementBcons!BW198/1000","v":0},0,"default",1,0,3,0,0,null,2000,0,0,0,0,0,0,{"$f":"IF(L245=0,\"\",VLOOKUP($R245/1000,Networkdesign!$R$4:$T$17,3))","v":""},{"$f":"IF(L245=0,0,VLOOKUP($S245/L245/1000,Networkdesign!$R$4:$U$17,4))","v":0},0,0,0,0,0,0,0,{"$f":"+(Z245*Networkdesign!O$6+AA245*Networkdesign!O$8+AB245*Networkdesign!O$9+AC245*Networkdesign!O$10+AD245*Networkdesign!O$11+AE245*Networkdesign!O$12)/1000","v":0},{"$f":"+(Z245*Network!G$76+AA245*Network!I$76+AB245*Network!J$76+AC245*Network!K$76+AD245*Network!L$76+AE245*Network!M$76)","v":0},0,0,0,0,0,0,0,0,0,0,0,0,0,0,0,0,0,0,{"$f":"IF(M245>1,0,BA$8*$W245+S245*Summary!J$391)","v":0},0,0,0,0,0,0,0,0,0,0,0,0,0,0,0,0,{"$f":"Summary!J$83*(+BA245)","v":0},0,0,{"$f":"+IF($M245=2,IF($O245<Summary!$F$383,Summary!$J$398*$L245,$BU$8*$W245),0)","v":0},0,0,0,0,0,0,0,0,{"$f":"+IF(M245=3,IF(O245<Summary!F$383,Summary!J$406*L245,CD$8*W245),0)","v":0},0,0,0,0,0,0,0,0,0,0,0,0,0,0,0,0,0,0,0,0,{"$f":"+IF(#REF!=0,0,(#REF!-#REF!)/#REF!)","v":{"$error":"#REF!"}}]
[59,{"$f":"+SettlementBcons!A199","v":0},{"$f":"+SettlementBcons!CC199","v":0},{"$f":"+SettlementBcons!BN199","v":0},{"$f":"+SettlementBcons!BC199","v":0},"",{"$f":"+SettlementBcons!BU199","v":0},{"$f":"+SettlementBcons!BW199/1000","v":0},0,"default",1,0,3,0,0,null,2000,0,0,0,0,0,0,{"$f":"IF(L246=0,\"\",VLOOKUP($R246/1000,Networkdesign!$R$4:$T$17,3))","v":""},{"$f":"IF(L246=0,0,VLOOKUP($S246/L246/1000,Networkdesign!$R$4:$U$17,4))","v":0},0,0,0,0,0,0,0,{"$f":"+(Z246*Networkdesign!O$6+AA246*Networkdesign!O$8+AB246*Networkdesign!O$9+AC246*Networkdesign!O$10+AD246*Networkdesign!O$11+AE246*Networkdesign!O$12)/1000","v":0},{"$f":"+(Z246*Network!G$76+AA246*Network!I$76+AB246*Network!J$76+AC246*Network!K$76+AD246*Network!L$76+AE246*Network!M$76)","v":0},0,0,0,0,0,0,0,0,0,0,0,0,0,0,0,0,0,0,{"$f":"IF(M246>1,0,BA$8*$W246+S246*Summary!J$391)","v":0},0,0,0,0,0,0,0,0,0,0,0,0,0,0,0,0,{"$f":"Summary!J$83*(+BA246)","v":0},0,0,{"$f":"+IF($M246=2,IF($O246<Summary!$F$383,Summary!$J$398*$L246,$BU$8*$W246),0)","v":0},0,0,0,0,0,0,0,0,{"$f":"+IF(M246=3,IF(O246<Summary!F$383,Summary!J$406*L246,CD$8*W246),0)","v":0},0,0,0,0,0,0,0,0,0,0,0,0,0,0,0,0,0,0,0,0,{"$f":"+IF(#REF!=0,0,(#REF!-#REF!)/#REF!)","v":{"$error":"#REF!"}}]
[60,{"$f":"+SettlementBcons!A200","v":0},{"$f":"+SettlementBcons!CC200","v":0},{"$f":"+SettlementBcons!BN200","v":0},{"$f":"+SettlementBcons!BC200","v":0},"",{"$f":"+SettlementBcons!BU200","v":0},{"$f":"+SettlementBcons!BW200/1000","v":0},0,"default",1,0,3,0,0,null,2000,0,0,0,0,0,0,{"$f":"IF(L247=0,\"\",VLOOKUP($R247/1000,Networkdesign!$R$4:$T$17,3))","v":""},{"$f":"IF(L247=0,0,VLOOKUP($S247/L247/1000,Networkdesign!$R$4:$U$17,4))","v":0},0,0,0,0,0,0,0,{"$f":"+(Z247*Networkdesign!O$6+AA247*Networkdesign!O$8+AB247*Networkdesign!O$9+AC247*Networkdesign!O$10+AD247*Networkdesign!O$11+AE247*Networkdesign!O$12)/1000","v":0},{"$f":"+(Z247*Network!G$76+AA247*Network!I$76+AB247*Network!J$76+AC247*Network!K$76+AD247*Network!L$76+AE247*Network!M$76)","v":0},0,0,0,0,0,0,0,0,0,0,0,0,0,0,0,0,0,0,{"$f":"IF(M247>1,0,BA$8*$W247+S247*Summary!J$391)","v":0},0,0,0,0,0,0,0,0,0,0,0,0,0,0,0,0,{"$f":"Summary!J$83*(+BA247)","v":0},0,0,{"$f":"+IF($M247=2,IF($O247<Summary!$F$383,Summary!$J$398*$L247,$BU$8*$W247),0)","v":0},0,0,0,0,0,0,0,0,{"$f":"+IF(M247=3,IF(O247<Summary!F$383,Summary!J$406*L247,CD$8*W247),0)","v":0},0,0,0,0,0,0,0,0,0,0,0,0,0,0,0,0,0,0,0,0,{"$f":"+IF(#REF!=0,0,(#REF!-#REF!)/#REF!)","v":{"$error":"#REF!"}}]
[61,{"$f":"+SettlementBcons!A201","v":0},{"$f":"+SettlementBcons!CC201","v":0},{"$f":"+SettlementBcons!BN201","v":0},{"$f":"+SettlementBcons!BC201","v":0},"",{"$f":"+SettlementBcons!BU201","v":0},{"$f":"+SettlementBcons!BW201/1000","v":0},0,"default",1,0,3,0,0,null,2000,0,0,0,0,0,0,{"$f":"IF(L248=0,\"\",VLOOKUP($R248/1000,Networkdesign!$R$4:$T$17,3))","v":""},{"$f":"IF(L248=0,0,VLOOKUP($S248/L248/1000,Networkdesign!$R$4:$U$17,4))","v":0},0,0,0,0,0,0,0,{"$f":"+(Z248*Networkdesign!O$6+AA248*Networkdesign!O$8+AB248*Networkdesign!O$9+AC248*Networkdesign!O$10+AD248*Networkdesign!O$11+AE248*Networkdesign!O$12)/1000","v":0},{"$f":"+(Z248*Network!G$76+AA248*Network!I$76+AB248*Network!J$76+AC248*Network!K$76+AD248*Network!L$76+AE248*Network!M$76)","v":0},0,0,0,0,0,0,0,0,0,0,0,0,0,0,0,0,0,0,{"$f":"IF(M248>1,0,BA$8*$W248+S248*Summary!J$391)","v":0},0,0,0,0,0,0,0,0,0,0,0,0,0,0,0,0,{"$f":"Summary!J$83*(+BA248)","v":0},0,0,{"$f":"+IF($M248=2,IF($O248<Summary!$F$383,Summary!$J$398*$L248,$BU$8*$W248),0)","v":0},0,0,0,0,0,0,0,0,{"$f":"+IF(M248=3,IF(O248<Summary!F$383,Summary!J$406*L248,CD$8*W248),0)","v":0},0,0,0,0,0,0,0,0,0,0,0,0,0,0,0,0,0,0,0,0,{"$f":"+IF(#REF!=0,0,(#REF!-#REF!)/#REF!)","v":{"$error":"#REF!"}}]
[62,{"$f":"+SettlementBcons!A202","v":0},{"$f":"+SettlementBcons!CC202","v":0},{"$f":"+SettlementBcons!BN202","v":0},{"$f":"+SettlementBcons!BC202","v":0},"",{"$f":"+SettlementBcons!BU202","v":0},{"$f":"+SettlementBcons!BW202/1000","v":0},0,"default",1,0,3,0,0,null,2000,0,0,0,0,0,0,{"$f":"IF(L249=0,\"\",VLOOKUP($R249/1000,Networkdesign!$R$4:$T$17,3))","v":""},{"$f":"IF(L249=0,0,VLOOKUP($S249/L249/1000,Networkdesign!$R$4:$U$17,4))","v":0},0,0,0,0,0,0,0,{"$f":"+(Z249*Networkdesign!O$6+AA249*Networkdesign!O$8+AB249*Networkdesign!O$9+AC249*Networkdesign!O$10+AD249*Networkdesign!O$11+AE249*Networkdesign!O$12)/1000","v":0},{"$f":"+(Z249*Network!G$76+AA249*Network!I$76+AB249*Network!J$76+AC249*Network!K$76+AD249*Network!L$76+AE249*Network!M$76)","v":0},0,0,0,0,0,0,0,0,0,0,0,0,0,0,0,0,0,0,{"$f":"IF(M249>1,0,BA$8*$W249+S249*Summary!J$391)","v":0},0,0,0,0,0,0,0,0,0,0,0,0,0,0,0,0,{"$f":"Summary!J$83*(+BA249)","v":0},0,0,{"$f":"+IF($M249=2,IF($O249<Summary!$F$383,Summary!$J$398*$L249,$BU$8*$W249),0)","v":0},0,0,0,0,0,0,0,0,{"$f":"+IF(M249=3,IF(O249<Summary!F$383,Summary!J$406*L249,CD$8*W249),0)","v":0},0,0,0,0,0,0,0,0,0,0,0,0,0,0,0,0,0,0,0,0,{"$f":"+IF(#REF!=0,0,(#REF!-#REF!)/#REF!)","v":{"$error":"#REF!"}}]
[63,{"$f":"+SettlementBcons!A203","v":0},{"$f":"+SettlementBcons!CC203","v":0},{"$f":"+SettlementBcons!BN203","v":0},{"$f":"+SettlementBcons!BC203","v":0},"",{"$f":"+SettlementBcons!BU203","v":0},{"$f":"+SettlementBcons!BW203/1000","v":0},0,"default",1,0,3,0,0,null,2000,0,0,0,0,0,0,{"$f":"IF(L250=0,\"\",VLOOKUP($R250/1000,Networkdesign!$R$4:$T$17,3))","v":""},{"$f":"IF(L250=0,0,VLOOKUP($S250/L250/1000,Networkdesign!$R$4:$U$17,4))","v":0},0,0,0,0,0,0,0,{"$f":"+(Z250*Networkdesign!O$6+AA250*Networkdesign!O$8+AB250*Networkdesign!O$9+AC250*Networkdesign!O$10+AD250*Networkdesign!O$11+AE250*Networkdesign!O$12)/1000","v":0},{"$f":"+(Z250*Network!G$76+AA250*Network!I$76+AB250*Network!J$76+AC250*Network!K$76+AD250*Network!L$76+AE250*Network!M$76)","v":0},0,0,0,0,0,0,0,0,0,0,0,0,0,0,0,0,0,0,{"$f":"IF(M250>1,0,BA$8*$W250+S250*Summary!J$391)","v":0},0,0,0,0,0,0,0,0,0,0,0,0,0,0,0,0,{"$f":"Summary!J$83*(+BA250)","v":0},0,0,{"$f":"+IF($M250=2,IF($O250<Summary!$F$383,Summary!$J$398*$L250,$BU$8*$W250),0)","v":0},0,0,0,0,0,0,0,0,{"$f":"+IF(M250=3,IF(O250<Summary!F$383,Summary!J$406*L250,CD$8*W250),0)","v":0},0,0,0,0,0,0,0,0,0,0,0,0,0,0,0,0,0,0,0,0,{"$f":"+IF(#REF!=0,0,(#REF!-#REF!)/#REF!)","v":{"$error":"#REF!"}}]
[64,{"$f":"+SettlementBcons!A204","v":0},{"$f":"+SettlementBcons!CC204","v":0},{"$f":"+SettlementBcons!BN204","v":0},{"$f":"+SettlementBcons!BC204","v":0},"",{"$f":"+SettlementBcons!BU204","v":0},{"$f":"+SettlementBcons!BW204/1000","v":0},0,"default",1,0,3,0,0,null,2000,0,0,0,0,0,0,{"$f":"IF(L251=0,\"\",VLOOKUP($R251/1000,Networkdesign!$R$4:$T$17,3))","v":""},{"$f":"IF(L251=0,0,VLOOKUP($S251/L251/1000,Networkdesign!$R$4:$U$17,4))","v":0},0,0,0,0,0,0,0,{"$f":"+(Z251*Networkdesign!O$6+AA251*Networkdesign!O$8+AB251*Networkdesign!O$9+AC251*Networkdesign!O$10+AD251*Networkdesign!O$11+AE251*Networkdesign!O$12)/1000","v":0},{"$f":"+(Z251*Network!G$76+AA251*Network!I$76+AB251*Network!J$76+AC251*Network!K$76+AD251*Network!L$76+AE251*Network!M$76)","v":0},0,0,0,0,0,0,0,0,0,0,0,0,0,0,0,0,0,0,{"$f":"IF(M251>1,0,BA$8*$W251+S251*Summary!J$391)","v":0},0,0,0,0,0,0,0,0,0,0,0,0,0,0,0,0,{"$f":"Summary!J$83*(+BA251)","v":0},0,0,{"$f":"+IF($M251=2,IF($O251<Summary!$F$383,Summary!$J$398*$L251,$BU$8*$W251),0)","v":0},0,0,0,0,0,0,0,0,{"$f":"+IF(M251=3,IF(O251<Summary!F$383,Summary!J$406*L251,CD$8*W251),0)","v":0},0,0,0,0,0,0,0,0,0,0,0,0,0,0,0,0,0,0,0,0,{"$f":"+IF(#REF!=0,0,(#REF!-#REF!)/#REF!)","v":{"$error":"#REF!"}}]
[69,{"$f":"+SettlementBcons!A209","v":0},{"$f":"+SettlementBcons!CC209","v":0},{"$f":"+SettlementBcons!BN209","v":0},{"$f":"+SettlementBcons!BC209","v":0},"",{"$f":"+SettlementBcons!BU209","v":0},{"$f":"+SettlementBcons!BW209/1000","v":0},0,"default",1,0,3,0,0,null,2000,0,0,0,0,0,0,{"$f":"IF(L256=0,\"\",VLOOKUP($R256/1000,Networkdesign!$R$4:$T$17,3))","v":""},{"$f":"IF(L256=0,0,VLOOKUP($S256/L256/1000,Networkdesign!$R$4:$U$17,4))","v":0},0,0,0,0,0,0,0,{"$f":"+(Z256*Networkdesign!O$6+AA256*Networkdesign!O$8+AB256*Networkdesign!O$9+AC256*Networkdesign!O$10+AD256*Networkdesign!O$11+AE256*Networkdesign!O$12)/1000","v":0},{"$f":"+(Z256*Network!G$76+AA256*Network!I$76+AB256*Network!J$76+AC256*Network!K$76+AD256*Network!L$76+AE256*Network!M$76)","v":0},0,0,0,0,0,0,0,0,0,0,0,0,0,0,0,0,0,0,{"$f":"IF(M256>1,0,BA$8*$W256+S256*Summary!J$391)","v":0},0,0,0,0,0,0,0,0,0,0,0,0,0,0,0,0,{"$f":"Summary!J$83*(+BA256)","v":0},0,0,{"$f":"+IF($M256=2,IF($O256<Summary!$F$383,Summary!$J$398*$L256,$BU$8*$W256),0)","v":0},0,0,0,0,0,0,0,0,{"$f":"+IF(M256=3,IF(O256<Summary!F$383,Summary!J$406*L256,CD$8*W256),0)","v":0},0,0,0,0,0,0,0,0,0,0,0,0,0,0,0,0,0,0,0,0,{"$f":"+IF(#REF!=0,0,(#REF!-#REF!)/#REF!)","v":{"$error":"#REF!"}}]
[74,{"$f":"+SettlementBcons!A214","v":0},{"$f":"+SettlementBcons!CC214","v":0},{"$f":"+SettlementBcons!BN214","v":0},{"$f":"+SettlementBcons!BC214","v":0},"",{"$f":"+SettlementBcons!BU214","v":0},{"$f":"+SettlementBcons!BW214/1000","v":0},0,"default",1,0,3,0,0,null,2000,0,0,0,0,0,0,{"$f":"IF(L261=0,\"\",VLOOKUP($R261/1000,Networkdesign!$R$4:$T$17,3))","v":""},{"$f":"IF(L261=0,0,VLOOKUP($S261/L261/1000,Networkdesign!$R$4:$U$17,4))","v":0},0,0,0,0,0,0,0,{"$f":"+(Z261*Networkdesign!O$6+AA261*Networkdesign!O$8+AB261*Networkdesign!O$9+AC261*Networkdesign!O$10+AD261*Networkdesign!O$11+AE261*Networkdesign!O$12)/1000","v":0},{"$f":"+(Z261*Network!G$76+AA261*Network!I$76+AB261*Network!J$76+AC261*Network!K$76+AD261*Network!L$76+AE261*Network!M$76)","v":0},0,0,0,0,0,0,0,0,0,0,0,0,0,0,0,0,0,0,{"$f":"IF(M261>1,0,BA$8*$W261+S261*Summary!J$391)","v":0},0,0,0,0,0,0,0,0,0,0,0,0,0,0,0,0,{"$f":"Summary!J$83*(+BA261)","v":0},0,0,{"$f":"+IF($M261=2,IF($O261<Summary!$F$383,Summary!$J$398*$L261,$BU$8*$W261),0)","v":0},0,0,0,0,0,0,0,0,{"$f":"+IF(M261=3,IF(O261<Summary!F$383,Summary!J$406*L261,CD$8*W261),0)","v":0},0,0,0,0,0,0,0,0,0,0,0,0,0,0,0,0,0,0,0,0,{"$f":"+IF(#REF!=0,0,(#REF!-#REF!)/#REF!)","v":{"$error":"#REF!"}}]
[75,{"$f":"+SettlementBcons!A215","v":0},{"$f":"+SettlementBcons!CC215","v":0},{"$f":"+SettlementBcons!BN215","v":0},{"$f":"+SettlementBcons!BC215","v":0},"",{"$f":"+SettlementBcons!BU215","v":0},{"$f":"+SettlementBcons!BW215/1000","v":0},0,"default",1,0,3,0,0,null,2000,0,0,0,0,0,0,{"$f":"IF(L262=0,\"\",VLOOKUP($R262/1000,Networkdesign!$R$4:$T$17,3))","v":""},{"$f":"IF(L262=0,0,VLOOKUP($S262/L262/1000,Networkdesign!$R$4:$U$17,4))","v":0},0,0,0,0,0,0,0,{"$f":"+(Z262*Networkdesign!O$6+AA262*Networkdesign!O$8+AB262*Networkdesign!O$9+AC262*Networkdesign!O$10+AD262*Networkdesign!O$11+AE262*Networkdesign!O$12)/1000","v":0},{"$f":"+(Z262*Network!G$76+AA262*Network!I$76+AB262*Network!J$76+AC262*Network!K$76+AD262*Network!L$76+AE262*Network!M$76)","v":0},0,0,0,0,0,0,0,0,0,0,0,0,0,0,0,0,0,0,{"$f":"IF(M262>1,0,BA$8*$W262+S262*Summary!J$391)","v":0},0,0,0,0,0,0,0,0,0,0,0,0,0,0,0,0,{"$f":"Summary!J$83*(+BA262)","v":0},0,0,{"$f":"+IF($M262=2,IF($O262<Summary!$F$383,Summary!$J$398*$L262,$BU$8*$W262),0)","v":0},0,0,0,0,0,0,0,0,{"$f":"+IF(M262=3,IF(O262<Summary!F$383,Summary!J$406*L262,CD$8*W262),0)","v":0},0,0,0,0,0,0,0,0,0,0,0,0,0,0,0,0,0,0,0,0,{"$f":"+IF(#REF!=0,0,(#REF!-#REF!)/#REF!)","v":{"$error":"#REF!"}}]
[80,{"$f":"+SettlementBcons!A220","v":0},{"$f":"+SettlementBcons!CC220","v":0},{"$f":"+SettlementBcons!BN220","v":0},{"$f":"+SettlementBcons!BC220","v":0},"",{"$f":"+SettlementBcons!BU220","v":0},{"$f":"+SettlementBcons!BW220/1000","v":0},0,"default",1,0,3,0,0,null,2000,0,0,0,0,0,0,{"$f":"IF(L267=0,\"\",VLOOKUP($R267/1000,Networkdesign!$R$4:$T$17,3))","v":""},{"$f":"IF(L267=0,0,VLOOKUP($S267/L267/1000,Networkdesign!$R$4:$U$17,4))","v":0},0,0,0,0,0,0,0,{"$f":"+(Z267*Networkdesign!O$6+AA267*Networkdesign!O$8+AB267*Networkdesign!O$9+AC267*Networkdesign!O$10+AD267*Networkdesign!O$11+AE267*Networkdesign!O$12)/1000","v":0},{"$f":"+(Z267*Network!G$76+AA267*Network!I$76+AB267*Network!J$76+AC267*Network!K$76+AD267*Network!L$76+AE267*Network!M$76)","v":0},0,0,0,0,0,0,0,0,0,0,0,0,0,0,0,0,0,0,{"$f":"IF(M267>1,0,BA$8*$W267+S267*Summary!J$391)","v":0},0,0,0,0,0,0,0,0,0,0,0,0,0,0,0,0,{"$f":"Summary!J$83*(+BA267)","v":0},0,0,{"$f":"+IF($M267=2,IF($O267<Summary!$F$383,Summary!$J$398*$L267,$BU$8*$W267),0)","v":0},0,0,0,0,0,0,0,0,{"$f":"+IF(M267=3,IF(O267<Summary!F$383,Summary!J$406*L267,CD$8*W267),0)","v":0},0,0,0,0,0,0,0,0,0,0,0,0,0,0,0,0,0,0,0,0,{"$f":"+IF(#REF!=0,0,(#REF!-#REF!)/#REF!)","v":{"$error":"#REF!"}}]
[{"$f":"A271+1","v":2},{"$f":"+SettlementBcons!A222","v":0},{"$f":"+SettlementBcons!CC222","v":0},{"$f":"+SettlementBcons!BN222","v":0},{"$f":"+SettlementBcons!BC222","v":0},"",{"$f":"+SettlementBcons!BU222","v":0},{"$f":"+SettlementBcons!BW222/1000","v":0},0,"default",1,0,3,0,0,null,2000,0,0,0,0,0,0,{"$f":"IF(L272=0,\"\",VLOOKUP($R272/1000,Networkdesign!$R$4:$T$17,3))","v":""},{"$f":"IF(L272=0,0,VLOOKUP($S272/L272/1000,Networkdesign!$R$4:$U$17,4))","v":0},0,0,0,0,0,0,0,{"$f":"+(Z272*Networkdesign!O$6+AA272*Networkdesign!O$8+AB272*Networkdesign!O$9+AC272*Networkdesign!O$10+AD272*Networkdesign!O$11+AE272*Networkdesign!O$12)/1000","v":0},{"$f":"+(Z272*Network!G$76+AA272*Network!I$76+AB272*Network!J$76+AC272*Network!K$76+AD272*Network!L$76+AE272*Network!M$76)","v":0},0,0,0,0,0,0,0,0,0,0,0,0,0,0,0,0,0,0,{"$f":"IF(M272>1,0,BA$8*$W272+S272*Summary!J$391)","v":0},0,0,0,0,0,0,0,0,0,0,0,0,0,0,0,0,{"$f":"Summary!J$83*(+BA272)","v":0},0,0,{"$f":"+IF($M272=2,IF($O272<Summary!$F$383,Summary!$J$398*$L272,$BU$8*$W272),0)","v":0},0,0,0,0,0,0,0,0,{"$f":"+IF(M272=3,IF(O272<Summary!F$383,Summary!J$406*L272,CD$8*W272),0)","v":0},0,0,0,0,0,0,0,0,0,0,0,0,0,0,0,0,0,0,0,0,{"$f":"+IF(#REF!=0,0,(#REF!-#REF!)/#REF!)","v":{"$error":"#REF!"}}]
[6,{"$f":"+SettlementBcons!A226","v":0},{"$f":"+SettlementBcons!CC226","v":0},{"$f":"+SettlementBcons!BN226","v":0},{"$f":"+SettlementBcons!BC226","v":0},"",{"$f":"+SettlementBcons!BU226","v":0},{"$f":"+SettlementBcons!BW226/1000","v":0},0,"default",1,0,3,0,0,null,2000,0,0,0,0,0,0,{"$f":"IF(L276=0,\"\",VLOOKUP($R276/1000,Networkdesign!$R$4:$T$17,3))","v":""},{"$f":"IF(L276=0,0,VLOOKUP($S276/L276/1000,Networkdesign!$R$4:$U$17,4))","v":0},0,0,0,0,0,0,0,{"$f":"+(Z276*Networkdesign!O$6+AA276*Networkdesign!O$8+AB276*Networkdesign!O$9+AC276*Networkdesign!O$10+AD276*Networkdesign!O$11+AE276*Networkdesign!O$12)/1000","v":0},{"$f":"+(Z276*Network!G$76+AA276*Network!I$76+AB276*Network!J$76+AC276*Network!K$76+AD276*Network!L$76+AE276*Network!M$76)","v":0},0,0,0,0,0,0,0,0,0,0,0,0,0,0,0,0,0,0,{"$f":"IF(M276>1,0,BA$8*$W276+S276*Summary!J$391)","v":0},0,0,0,0,0,0,0,0,0,0,0,0,0,0,0,0,{"$f":"Summary!J$83*(+BA276)","v":0},0,0,{"$f":"+IF($M276=2,IF($O276<Summary!$F$383,Summary!$J$398*$L276,$BU$8*$W276),0)","v":0},0,0,0,0,0,0,0,0,{"$f":"+IF(M276=3,IF(O276<Summary!F$383,Summary!J$406*L276,CD$8*W276),0)","v":0},0,0,0,0,0,0,0,0,0,0,0,0,0,0,0,0,0,0,0,0,{"$f":"+IF(#REF!=0,0,(#REF!-#REF!)/#REF!)","v":{"$error":"#REF!"}}]
[7,{"$f":"+SettlementBcons!A227","v":0},{"$f":"+SettlementBcons!CC227","v":0},{"$f":"+SettlementBcons!BN227","v":0},{"$f":"+SettlementBcons!BC227","v":0},"",{"$f":"+SettlementBcons!BU227","v":0},{"$f":"+SettlementBcons!BW227/1000","v":0},0,"default",1,0,3,0,0,null,2000,0,0,0,0,0,0,{"$f":"IF(L277=0,\"\",VLOOKUP($R277/1000,Networkdesign!$R$4:$T$17,3))","v":""},{"$f":"IF(L277=0,0,VLOOKUP($S277/L277/1000,Networkdesign!$R$4:$U$17,4))","v":0},0,0,0,0,0,0,0,{"$f":"+(Z277*Networkdesign!O$6+AA277*Networkdesign!O$8+AB277*Networkdesign!O$9+AC277*Networkdesign!O$10+AD277*Networkdesign!O$11+AE277*Networkdesign!O$12)/1000","v":0},{"$f":"+(Z277*Network!G$76+AA277*Network!I$76+AB277*Network!J$76+AC277*Network!K$76+AD277*Network!L$76+AE277*Network!M$76)","v":0},0,0,0,0,0,0,0,0,0,0,0,0,0,0,0,0,0,0,{"$f":"IF(M277>1,0,BA$8*$W277+S277*Summary!J$391)","v":0},0,0,0,0,0,0,0,0,0,0,0,0,0,0,0,0,{"$f":"Summary!J$83*(+BA277)","v":0},0,0,{"$f":"+IF($M277=2,IF($O277<Summary!$F$383,Summary!$J$398*$L277,$BU$8*$W277),0)","v":0},0,0,0,0,0,0,0,0,{"$f":"+IF(M277=3,IF(O277<Summary!F$383,Summary!J$406*L277,CD$8*W277),0)","v":0},0,0,0,0,0,0,0,0,0,0,0,0,0,0,0,0,0,0,0,0,{"$f":"+IF(#REF!=0,0,(#REF!-#REF!)/#REF!)","v":{"$error":"#REF!"}}]
[12,{"$f":"+SettlementBcons!A232","v":0},{"$f":"+SettlementBcons!CC232","v":0},{"$f":"+SettlementBcons!BN232","v":0},{"$f":"+SettlementBcons!BC232","v":0},"",{"$f":"+SettlementBcons!BU232","v":0},{"$f":"+SettlementBcons!BW232/1000","v":0},0,"default",1,0,3,0,0,null,2000,0,0,0,0,0,0,{"$f":"IF(L282=0,\"\",VLOOKUP($R282/1000,Networkdesign!$R$4:$T$17,3))","v":""},{"$f":"IF(L282=0,0,VLOOKUP($S282/L282/1000,Networkdesign!$R$4:$U$17,4))","v":0},0,0,0,0,0,0,0,{"$f":"+(Z282*Networkdesign!O$6+AA282*Networkdesign!O$8+AB282*Networkdesign!O$9+AC282*Networkdesign!O$10+AD282*Networkdesign!O$11+AE282*Networkdesign!O$12)/1000","v":0},{"$f":"+(Z282*Network!G$76+AA282*Network!I$76+AB282*Network!J$76+AC282*Network!K$76+AD282*Network!L$76+AE282*Network!M$76)","v":0},0,0,0,0,0,0,0,0,0,0,0,0,0,0,0,0,0,0,{"$f":"IF(M282>1,0,BA$8*$W282+S282*Summary!J$391)","v":0},0,0,0,0,0,0,0,0,0,0,0,0,0,0,0,0,{"$f":"Summary!J$83*(+BA282)","v":0},0,0,{"$f":"+IF($M282=2,IF($O282<Summary!$F$383,Summary!$J$398*$L282,$BU$8*$W282),0)","v":0},0,0,0,0,0,0,0,0,{"$f":"+IF(M282=3,IF(O282<Summary!F$383,Summary!J$406*L282,CD$8*W282),0)","v":0},0,0,0,0,0,0,0,0,0,0,0,0,0,0,0,0,0,0,0,0,{"$f":"+IF(#REF!=0,0,(#REF!-#REF!)/#REF!)","v":{"$error":"#REF!"}}]
[17,{"$f":"+SettlementBcons!A237","v":0},{"$f":"+SettlementBcons!CC237","v":0},{"$f":"+SettlementBcons!BN237","v":0},{"$f":"+SettlementBcons!BC237","v":0},"",{"$f":"+SettlementBcons!BU237","v":0},{"$f":"+SettlementBcons!BW237/1000","v":0},0,"default",1,0,3,0,0,null,2000,0,0,0,0,0,0,{"$f":"IF(L287=0,\"\",VLOOKUP($R287/1000,Networkdesign!$R$4:$T$17,3))","v":""},{"$f":"IF(L287=0,0,VLOOKUP($S287/L287/1000,Networkdesign!$R$4:$U$17,4))","v":0},0,0,0,0,0,0,0,{"$f":"+(Z287*Networkdesign!O$6+AA287*Networkdesign!O$8+AB287*Networkdesign!O$9+AC287*Networkdesign!O$10+AD287*Networkdesign!O$11+AE287*Networkdesign!O$12)/1000","v":0},{"$f":"+(Z287*Network!G$76+AA287*Network!I$76+AB287*Network!J$76+AC287*Network!K$76+AD287*Network!L$76+AE287*Network!M$76)","v":0},0,0,0,0,0,0,0,0,0,0,0,0,0,0,0,0,0,0,{"$f":"IF(M287>1,0,BA$8*$W287+S287*Summary!J$391)","v":0},0,0,0,0,0,0,0,0,0,0,0,0,0,0,0,0,{"$f":"Summary!J$83*(+BA287)","v":0},0,0,{"$f":"+IF($M287=2,IF($O287<Summary!$F$383,Summary!$J$398*$L287,$BU$8*$W287),0)","v":0},0,0,0,0,0,0,0,0,{"$f":"+IF(M287=3,IF(O287<Summary!F$383,Summary!J$406*L287,CD$8*W287),0)","v":0},0,0,0,0,0,0,0,0,0,0,0,0,0,0,0,0,0,0,0,0,{"$f":"+IF(#REF!=0,0,(#REF!-#REF!)/#REF!)","v":{"$error":"#REF!"}}]
[22,{"$f":"+SettlementBcons!A242","v":0},{"$f":"+SettlementBcons!CC242","v":0},{"$f":"+SettlementBcons!BN242","v":0},{"$f":"+SettlementBcons!BC242","v":0},"",{"$f":"+SettlementBcons!BU242","v":0},{"$f":"+SettlementBcons!BW242/1000","v":0},0,"default",1,0,3,0,0,null,2000,0,0,0,0,0,0,{"$f":"IF(L292=0,\"\",VLOOKUP($R292/1000,Networkdesign!$R$4:$T$17,3))","v":""},{"$f":"IF(L292=0,0,VLOOKUP($S292/L292/1000,Networkdesign!$R$4:$U$17,4))","v":0},0,0,0,0,0,0,0,{"$f":"+(Z292*Networkdesign!O$6+AA292*Networkdesign!O$8+AB292*Networkdesign!O$9+AC292*Networkdesign!O$10+AD292*Networkdesign!O$11+AE292*Networkdesign!O$12)/1000","v":0},{"$f":"+(Z292*Network!G$76+AA292*Network!I$76+AB292*Network!J$76+AC292*Network!K$76+AD292*Network!L$76+AE292*Network!M$76)","v":0},0,0,0,0,0,0,0,0,0,0,0,0,0,0,0,0,0,0,{"$f":"IF(M292>1,0,BA$8*$W292+S292*Summary!J$391)","v":0},0,0,0,0,0,0,0,0,0,0,0,0,0,0,0,0,{"$f":"Summary!J$83*(+BA292)","v":0},0,0,{"$f":"+IF($M292=2,IF($O292<Summary!$F$383,Summary!$J$398*$L292,$BU$8*$W292),0)","v":0},0,0,0,0,0,0,0,0,{"$f":"+IF(M292=3,IF(O292<Summary!F$383,Summary!J$406*L292,CD$8*W292),0)","v":0},0,0,0,0,0,0,0,0,0,0,0,0,0,0,0,0,0,0,0,0,{"$f":"+IF(#REF!=0,0,(#REF!-#REF!)/#REF!)","v":{"$error":"#REF!"}}]
[25,{"$f":"+SettlementBcons!A245","v":0},{"$f":"+SettlementBcons!CC245","v":0},{"$f":"+SettlementBcons!BN245","v":0},{"$f":"+SettlementBcons!BC245","v":0},"",{"$f":"+SettlementBcons!BU245","v":0},{"$f":"+SettlementBcons!BW245/1000","v":0},0,"default",1,0,3,0,0,null,2000,0,0,0,0,0,0,{"$f":"IF(L295=0,\"\",VLOOKUP($R295/1000,Networkdesign!$R$4:$T$17,3))","v":""},{"$f":"IF(L295=0,0,VLOOKUP($S295/L295/1000,Networkdesign!$R$4:$U$17,4))","v":0},0,0,0,0,0,0,0,{"$f":"+(Z295*Networkdesign!O$6+AA295*Networkdesign!O$8+AB295*Networkdesign!O$9+AC295*Networkdesign!O$10+AD295*Networkdesign!O$11+AE295*Networkdesign!O$12)/1000","v":0},{"$f":"+(Z295*Network!G$76+AA295*Network!I$76+AB295*Network!J$76+AC295*Network!K$76+AD295*Network!L$76+AE295*Network!M$76)","v":0},0,0,0,0,0,0,0,0,0,0,0,0,0,0,0,0,0,0,{"$f":"IF(M295>1,0,BA$8*$W295+S295*Summary!J$391)","v":0},0,0,0,0,0,0,0,0,0,0,0,0,0,0,0,0,{"$f":"Summary!J$83*(+BA295)","v":0},0,0,{"$f":"+IF($M295=2,IF($O295<Summary!$F$383,Summary!$J$398*$L295,$BU$8*$W295),0)","v":0},0,0,0,0,0,0,0,0,{"$f":"+IF(M295=3,IF(O295<Summary!F$383,Summary!J$406*L295,CD$8*W295),0)","v":0},0,0,0,0,0,0,0,0,0,0,0,0,0,0,0,0,0,0,0,0,{"$f":"+IF(#REF!=0,0,(#REF!-#REF!)/#REF!)","v":{"$error":"#REF!"}}]
[27,{"$f":"+SettlementBcons!A247","v":0},{"$f":"+SettlementBcons!CC247","v":0},{"$f":"+SettlementBcons!BN247","v":0},{"$f":"+SettlementBcons!BC247","v":0},"",{"$f":"+SettlementBcons!BU247","v":0},{"$f":"+SettlementBcons!BW247/1000","v":0},0,"default",1,0,3,0,0,null,2000,0,0,0,0,0,0,{"$f":"IF(L297=0,\"\",VLOOKUP($R297/1000,Networkdesign!$R$4:$T$17,3))","v":""},{"$f":"IF(L297=0,0,VLOOKUP($S297/L297/1000,Networkdesign!$R$4:$U$17,4))","v":0},0,0,0,0,0,0,0,{"$f":"+(Z297*Networkdesign!O$6+AA297*Networkdesign!O$8+AB297*Networkdesign!O$9+AC297*Networkdesign!O$10+AD297*Networkdesign!O$11+AE297*Networkdesign!O$12)/1000","v":0},{"$f":"+(Z297*Network!G$76+AA297*Network!I$76+AB297*Network!J$76+AC297*Network!K$76+AD297*Network!L$76+AE297*Network!M$76)","v":0},0,0,0,0,0,0,0,0,0,0,0,0,0,0,0,0,0,0,{"$f":"IF(M297>1,0,BA$8*$W297+S297*Summary!J$391)","v":0},0,0,0,0,0,0,0,0,0,0,0,0,0,0,0,0,{"$f":"Summary!J$83*(+BA297)","v":0},0,0,{"$f":"+IF($M297=2,IF($O297<Summary!$F$383,Summary!$J$398*$L297,$BU$8*$W297),0)","v":0},0,0,0,0,0,0,0,0,{"$f":"+IF(M297=3,IF(O297<Summary!F$383,Summary!J$406*L297,CD$8*W297),0)","v":0},0,0,0,0,0,0,0,0,0,0,0,0,0,0,0,0,0,0,0,0,{"$f":"+IF(#REF!=0,0,(#REF!-#REF!)/#REF!)","v":{"$error":"#REF!"}}]
[32,{"$f":"+SettlementBcons!A252","v":0},{"$f":"+SettlementBcons!CC252","v":0},{"$f":"+SettlementBcons!BN252","v":0},{"$f":"+SettlementBcons!BC252","v":0},"",{"$f":"+SettlementBcons!BU252","v":0},{"$f":"+SettlementBcons!BW252/1000","v":0},0,"default",1,0,3,0,0,null,2000,0,0,0,0,0,0,{"$f":"IF(L302=0,\"\",VLOOKUP($R302/1000,Networkdesign!$R$4:$T$17,3))","v":""},{"$f":"IF(L302=0,0,VLOOKUP($S302/L302/1000,Networkdesign!$R$4:$U$17,4))","v":0},0,0,0,0,0,0,0,{"$f":"+(Z302*Networkdesign!O$6+AA302*Networkdesign!O$8+AB302*Networkdesign!O$9+AC302*Networkdesign!O$10+AD302*Networkdesign!O$11+AE302*Networkdesign!O$12)/1000","v":0},{"$f":"+(Z302*Network!G$76+AA302*Network!I$76+AB302*Network!J$76+AC302*Network!K$76+AD302*Network!L$76+AE302*Network!M$76)","v":0},0,0,0,0,0,0,0,0,0,0,0,0,0,0,0,0,0,0,{"$f":"IF(M302>1,0,BA$8*$W302+S302*Summary!J$391)","v":0},0,0,0,0,0,0,0,0,0,0,0,0,0,0,0,0,{"$f":"Summary!J$83*(+BA302)","v":0},0,0,{"$f":"+IF($M302=2,IF($O302<Summary!$F$383,Summary!$J$398*$L302,$BU$8*$W302),0)","v":0},0,0,0,0,0,0,0,0,{"$f":"+IF(M302=3,IF(O302<Summary!F$383,Summary!J$406*L302,CD$8*W302),0)","v":0},0,0,0,0,0,0,0,0,0,0,0,0,0,0,0,0,0,0,0,0,{"$f":"+IF(#REF!=0,0,(#REF!-#REF!)/#REF!)","v":{"$error":"#REF!"}}]
[37,{"$f":"+SettlementBcons!A257","v":0},{"$f":"+SettlementBcons!CC257","v":0},{"$f":"+SettlementBcons!BN257","v":0},{"$f":"+SettlementBcons!BC257","v":0},"",{"$f":"+SettlementBcons!BU257","v":0},{"$f":"+SettlementBcons!BW257/1000","v":0},0,"default",1,0,3,0,0,null,2000,0,0,0,0,0,0,{"$f":"IF(L307=0,\"\",VLOOKUP($R307/1000,Networkdesign!$R$4:$T$17,3))","v":""},{"$f":"IF(L307=0,0,VLOOKUP($S307/L307/1000,Networkdesign!$R$4:$U$17,4))","v":0},0,0,0,0,0,0,0,{"$f":"+(Z307*Networkdesign!O$6+AA307*Networkdesign!O$8+AB307*Networkdesign!O$9+AC307*Networkdesign!O$10+AD307*Networkdesign!O$11+AE307*Networkdesign!O$12)/1000","v":0},{"$f":"+(Z307*Network!G$76+AA307*Network!I$76+AB307*Network!J$76+AC307*Network!K$76+AD307*Network!L$76+AE307*Network!M$76)","v":0},0,0,0,0,0,0,0,0,0,0,0,0,0,0,0,0,0,0,{"$f":"IF(M307>1,0,BA$8*$W307+S307*Summary!J$391)","v":0},0,0,0,0,0,0,0,0,0,0,0,0,0,0,0,0,{"$f":"Summary!J$83*(+BA307)","v":0},0,0,{"$f":"+IF($M307=2,IF($O307<Summary!$F$383,Summary!$J$398*$L307,$BU$8*$W307),0)","v":0},0,0,0,0,0,0,0,0,{"$f":"+IF(M307=3,IF(O307<Summary!F$383,Summary!J$406*L307,CD$8*W307),0)","v":0},0,0,0,0,0,0,0,0,0,0,0,0,0,0,0,0,0,0,0,0,{"$f":"+IF(#REF!=0,0,(#REF!-#REF!)/#REF!)","v":{"$error":"#REF!"}}]
[38,{"$f":"+SettlementBcons!A258","v":0},{"$f":"+SettlementBcons!CC258","v":0},{"$f":"+SettlementBcons!BN258","v":0},{"$f":"+SettlementBcons!BC258","v":0},"",{"$f":"+SettlementBcons!BU258","v":0},{"$f":"+SettlementBcons!BW258/1000","v":0},0,"default",1,0,3,0,0,null,2000,0,0,0,0,0,0,{"$f":"IF(L308=0,\"\",VLOOKUP($R308/1000,Networkdesign!$R$4:$T$17,3))","v":""},{"$f":"IF(L308=0,0,VLOOKUP($S308/L308/1000,Networkdesign!$R$4:$U$17,4))","v":0},0,0,0,0,0,0,0,{"$f":"+(Z308*Networkdesign!O$6+AA308*Networkdesign!O$8+AB308*Networkdesign!O$9+AC308*Networkdesign!O$10+AD308*Networkdesign!O$11+AE308*Networkdesign!O$12)/1000","v":0},{"$f":"+(Z308*Network!G$76+AA308*Network!I$76+AB308*Network!J$76+AC308*Network!K$76+AD308*Network!L$76+AE308*Network!M$76)","v":0},0,0,0,0,0,0,0,0,0,0,0,0,0,0,0,0,0,0,{"$f":"IF(M308>1,0,BA$8*$W308+S308*Summary!J$391)","v":0},0,0,0,0,0,0,0,0,0,0,0,0,0,0,0,0,{"$f":"Summary!J$83*(+BA308)","v":0},0,0,{"$f":"+IF($M308=2,IF($O308<Summary!$F$383,Summary!$J$398*$L308,$BU$8*$W308),0)","v":0},0,0,0,0,0,0,0,0,{"$f":"+IF(M308=3,IF(O308<Summary!F$383,Summary!J$406*L308,CD$8*W308),0)","v":0},0,0,0,0,0,0,0,0,0,0,0,0,0,0,0,0,0,0,0,0,{"$f":"+IF(#REF!=0,0,(#REF!-#REF!)/#REF!)","v":{"$error":"#REF!"}}]
[43,{"$f":"+SettlementBcons!A263","v":0},{"$f":"+SettlementBcons!CC263","v":0},{"$f":"+SettlementBcons!BN263","v":0},{"$f":"+SettlementBcons!BC263","v":0},"",{"$f":"+SettlementBcons!BU263","v":0},{"$f":"+SettlementBcons!BW263/1000","v":0},0,"default",1,0,3,0,0,null,2000,0,0,0,0,0,0,{"$f":"IF(L313=0,\"\",VLOOKUP($R313/1000,Networkdesign!$R$4:$T$17,3))","v":""},{"$f":"IF(L313=0,0,VLOOKUP($S313/L313/1000,Networkdesign!$R$4:$U$17,4))","v":0},0,0,0,0,0,0,0,{"$f":"+(Z313*Networkdesign!O$6+AA313*Networkdesign!O$8+AB313*Networkdesign!O$9+AC313*Networkdesign!O$10+AD313*Networkdesign!O$11+AE313*Networkdesign!O$12)/1000","v":0},{"$f":"+(Z313*Network!G$76+AA313*Network!I$76+AB313*Network!J$76+AC313*Network!K$76+AD313*Network!L$76+AE313*Network!M$76)","v":0},0,0,0,0,0,0,0,0,0,0,0,0,0,0,0,0,0,0,{"$f":"IF(M313>1,0,BA$8*$W313+S313*Summary!J$391)","v":0},0,0,0,0,0,0,0,0,0,0,0,0,0,0,0,0,{"$f":"Summary!J$83*(+BA313)","v":0},0,0,{"$f":"+IF($M313=2,IF($O313<Summary!$F$383,Summary!$J$398*$L313,$BU$8*$W313),0)","v":0},0,0,0,0,0,0,0,0,{"$f":"+IF(M313=3,IF(O313<Summary!F$383,Summary!J$406*L313,CD$8*W313),0)","v":0},0,0,0,0,0,0,0,0,0,0,0,0,0,0,0,0,0,0,0,0,{"$f":"+IF(#REF!=0,0,(#REF!-#REF!)/#REF!)","v":{"$error":"#REF!"}}]
[47,{"$f":"+SettlementBcons!A267","v":0},{"$f":"+SettlementBcons!CC267","v":0},{"$f":"+SettlementBcons!BN267","v":0},{"$f":"+SettlementBcons!BC267","v":0},"",{"$f":"+SettlementBcons!BU267","v":0},{"$f":"+SettlementBcons!BW267/1000","v":0},{"$f":"+IF(G317=\"<Null>\",0,IF(G317=0,0,H317*1000/G317))","v":0},"default",1,{"$f":"+K317*L$270","v":0},3,{"$f":"+L317*G317","v":0},{"$f":"+N317*I317/1000","v":0},null,{"$f":"+IF(P317>0,P317,Q$7)","v":2000},{"$f":"+G317*I317/Q317","v":0},{"$f":"+O317/Q317*1000","v":0},{"$f":"+AH317*T$28","v":0},{"$f":"+W317*U$28","v":0},{"$f":"SUM(T317:U317)","v":0},{"$f":"+W$7*R317^W$8*L317","v":0},{"$f":"IF(L317=0,\"\",VLOOKUP($R317/1000,Networkdesign!$R$4:$T$17,3))","v":""},{"$f":"IF(L317=0,0,VLOOKUP($S317/L317/1000,Networkdesign!$R$4:$U$17,4))","v":0},0,0,0,0,0,0,{"$f":"+SUM(Z317:AE317)","v":0},{"$f":"+(Z317*Networkdesign!O$6+AA317*Networkdesign!O$8+AB317*Networkdesign!O$9+AC317*Networkdesign!O$10+AD317*Networkdesign!O$11+AE317*Networkdesign!O$12)/1000","v":0},{"$f":"+(Z317*Network!G$76+AA317*Network!I$76+AB317*Network!J$76+AC317*Network!K$76+AD317*Network!L$76+AE317*Network!M$76)","v":0},0,0,0,0,{"$f":"+SUM(AI317:AL317)-O317","v":0},{"$f":"+AI317*AN$4","v":0},{"$f":"+AJ317*AO$4","v":0},{"$f":"+AK317*AP$4","v":0},{"$f":"+AL317*AQ$4","v":0},{"$f":"+AR$4*L317","v":0},{"$f":"+O317*AS$4","v":0},{"$f":"+SUM(AN317:AS317)","v":0},{"$f":"+IF(O317=0,0,AT317/O317)","v":0},{"$f":"+AV$4*L317","v":0},{"$f":"+O317*AW$4","v":0},{"$f":"+(V317+W317)*AX$4*L317","v":0},{"$f":"+AT317+SUM(AV317:AX317)","v":0},{"$f":"+IF(O317=0,0,AY317/O317)","v":0},{"$f":"IF(M317>1,0,BA$8*$W317+S317*Summary!J$391)","v":0},{"$f":"IF(M317>1,0,O317)","v":0},{"$f":"+BB317/BC$8","v":0},{"$f":"IF($L317=0,0,IF(BC317/$L317<BD$4,BC317,BD$4*$L317))","v":0},{"$f":"IF($L317=0,0,IF(BC317/$L317<BE$4,IF(BC317/$L317<BD$4,0,BC317-BD$4*$L317),$L317*(BE$4-BD$4)))","v":0},{"$f":"IF($L317=0,0,IF(BC317/$L317<BF$4,IF(BC317/$L317<BE$4,0,BC317-$L317*BE$4),$L317*(BF$4-BE$4)))","v":0},{"$f":"+IF($L317=0,0,IF(BC317/$L317<BF$4,0,BC317-$L317*BF$4))","v":0},0,{"$f":"+BI$4*BD317","v":0},{"$f":"+BJ$4*BE317","v":0},{"$f":"+BK$4*BF317","v":0},{"$f":"+BL$4*BG317","v":0},{"$f":"+SUM(BH317:BL317)","v":0},{"$f":"+IF(BB317=0,0,BM317/BB317)","v":0},0,0,0,{"$f":"Summary!J$83*(+BA317)","v":0},0,{"$f":"IF(+BB317=0,0,BS317/(+BB317))","v":0},{"$f":"+IF($M317=2,IF($O317<Summary!$F$383,Summary!$J$398*$L317,$BU$8*$W317),0)","v":0},0,{"$f":"(BV317)/BW$8","v":0},{"$f":"+BW317*BX$4","v":0},0,{"$f":"+BV317*BZ$4","v":0},{"$f":"+BU317*CA$4*L317","v":0},{"$f":"+SUM(BX317:CA317)","v":0},{"$f":"IF(BW317=0,0,(CB317)/(BV317))","v":0},{"$f":"+IF(M317=3,IF(O317<Summary!F$383,Summary!J$406*L317,CD$8*W317),0)","v":0},{"$f":"IF(M317=3,$O317,0)","v":0},{"$f":"(CE317)*3.6*1000/CF$7/CF$8","v":0},{"$f":"IF(L317=0,0,IF(CF317/L317<CG$4,CF317,CG$4*L317))","v":0},{"$f":"IF(L317=0,0,IF(CF317/L317<CH$4,IF(CF317/L317<CG$4,0,CF317-CG$4*L317),L317*(CH$4-CG$4)))","v":0},{"$f":"IF(L317=0,0,IF(CF317/L317<CI$4,IF(CF317/L317<CH$4,0,CF317-L317*CH$4),L317*(CI$4-CH$4)))","v":0},{"$f":"+IF(L317=0,0,IF(CF317/L317<CI$4,0,CF317-L317*CI$4))","v":0},{"$f":"CF317-SUM(CG317:CJ317)","v":0},{"$f":"+IF(M317=3,CL$4*L317,0)","v":0},{"$f":"CM$4*CG317","v":0},{"$f":"CN$4*CH317","v":0},{"$f":"CO$4*CI317","v":0},{"$f":"CP$4*CJ317","v":0},{"$f":"SUM(CL317:CP317)","v":0},{"$f":"IF((CE317)=0,0,CQ317/(CE317))","v":0},{"$f":"+IF(M317=3,CS$4*L317,0)","v":0},{"$f":"+CE317*CT$4","v":0},{"$f":"+L317*CU$4*CD317","v":0},0,{"$f":"IF(CE317=0,0,(CV317)/(CE317))","v":0},{"$f":"+IF((CV317+CB317+BS317)=0,0,(CV317+CB317+BS317-AY317)/(CV317+CB317+BS317))","v":0},{"$f":"+IF(#REF!=0,0,(#REF!-#REF!)/#REF!)","v":{"$error":"#REF!"}}]
[52,{"$f":"+SettlementBcons!A272","v":0},{"$f":"+SettlementBcons!CC272","v":0},{"$f":"+SettlementBcons!BN272","v":0},{"$f":"+SettlementBcons!BC272","v":0},"",{"$f":"+SettlementBcons!BU272","v":0},{"$f":"+SettlementBcons!BW272/1000","v":0},0,"default",1,0,3,0,0,null,2000,0,0,0,0,0,0,{"$f":"IF(L322=0,\"\",VLOOKUP($R322/1000,Networkdesign!$R$4:$T$17,3))","v":""},{"$f":"IF(L322=0,0,VLOOKUP($S322/L322/1000,Networkdesign!$R$4:$U$17,4))","v":0},0,0,0,0,0,0,0,{"$f":"+(Z322*Networkdesign!O$6+AA322*Networkdesign!O$8+AB322*Networkdesign!O$9+AC322*Networkdesign!O$10+AD322*Networkdesign!O$11+AE322*Networkdesign!O$12)/1000","v":0},{"$f":"+(Z322*Network!G$76+AA322*Network!I$76+AB322*Network!J$76+AC322*Network!K$76+AD322*Network!L$76+AE322*Network!M$76)","v":0},0,0,0,0,0,0,0,0,0,0,0,0,0,0,0,0,0,0,{"$f":"IF(M322>1,0,BA$8*$W322+S322*Summary!J$391)","v":0},0,0,0,0,0,0,0,0,0,0,0,0,0,0,0,0,{"$f":"Summary!J$83*(+BA322)","v":0},0,0,{"$f":"+IF($M322=2,IF($O322<Summary!$F$383,Summary!$J$398*$L322,$BU$8*$W322),0)","v":0},0,0,0,0,0,0,0,0,{"$f":"+IF(M322=3,IF(O322<Summary!F$383,Summary!J$406*L322,CD$8*W322),0)","v":0},0,0,0,0,0,0,0,0,0,0,0,0,0,0,0,0,0,0,0,0,{"$f":"+IF(#REF!=0,0,(#REF!-#REF!)/#REF!)","v":{"$error":"#REF!"}}]
[53,{"$f":"+SettlementBcons!A273","v":0},{"$f":"+SettlementBcons!CC273","v":0},{"$f":"+SettlementBcons!BN273","v":0},{"$f":"+SettlementBcons!BC273","v":0},"",{"$f":"+SettlementBcons!BU273","v":0},{"$f":"+SettlementBcons!BW273/1000","v":0},0,"default",1,0,3,0,0,null,2000,0,0,0,0,0,0,{"$f":"IF(L323=0,\"\",VLOOKUP($R323/1000,Networkdesign!$R$4:$T$17,3))","v":""},{"$f":"IF(L323=0,0,VLOOKUP($S323/L323/1000,Networkdesign!$R$4:$U$17,4))","v":0},0,0,0,0,0,0,0,{"$f":"+(Z323*Networkdesign!O$6+AA323*Networkdesign!O$8+AB323*Networkdesign!O$9+AC323*Networkdesign!O$10+AD323*Networkdesign!O$11+AE323*Networkdesign!O$12)/1000","v":0},{"$f":"+(Z323*Network!G$76+AA323*Network!I$76+AB323*Network!J$76+AC323*Network!K$76+AD323*Network!L$76+AE323*Network!M$76)","v":0},0,0,0,0,0,0,0,0,0,0,0,0,0,0,0,0,0,0,{"$f":"IF(M323>1,0,BA$8*$W323+S323*Summary!J$391)","v":0},0,0,0,0,0,0,0,0,0,0,0,0,0,0,0,0,{"$f":"Summary!J$83*(+BA323)","v":0},0,0,{"$f":"+IF($M323=2,IF($O323<Summary!$F$383,Summary!$J$398*$L323,$BU$8*$W323),0)","v":0},0,0,0,0,0,0,0,0,{"$f":"+IF(M323=3,IF(O323<Summary!F$383,Summary!J$406*L323,CD$8*W323),0)","v":0},0,0,0,0,0,0,0,0,0,0,0,0,0,0,0,0,0,0,0,0,{"$f":"+IF(#REF!=0,0,(#REF!-#REF!)/#REF!)","v":{"$error":"#REF!"}}]
[58,{"$f":"+SettlementBcons!A278","v":0},{"$f":"+SettlementBcons!CC278","v":0},{"$f":"+SettlementBcons!BN278","v":0},{"$f":"+SettlementBcons!BC278","v":0},"",{"$f":"+SettlementBcons!BU278","v":0},{"$f":"+SettlementBcons!BW278/1000","v":0},0,"default",1,0,3,0,0,null,2000,0,0,0,0,0,0,{"$f":"IF(L328=0,\"\",VLOOKUP($R328/1000,Networkdesign!$R$4:$T$17,3))","v":""},{"$f":"IF(L328=0,0,VLOOKUP($S328/L328/1000,Networkdesign!$R$4:$U$17,4))","v":0},0,0,0,0,0,0,0,{"$f":"+(Z328*Networkdesign!O$6+AA328*Networkdesign!O$8+AB328*Networkdesign!O$9+AC328*Networkdesign!O$10+AD328*Networkdesign!O$11+AE328*Networkdesign!O$12)/1000","v":0},{"$f":"+(Z328*Network!G$76+AA328*Network!I$76+AB328*Network!J$76+AC328*Network!K$76+AD328*Network!L$76+AE328*Network!M$76)","v":0},0,0,0,0,0,0,0,0,0,0,0,0,0,0,0,0,0,0,{"$f":"IF(M328>1,0,BA$8*$W328+S328*Summary!J$391)","v":0},0,0,0,0,0,0,0,0,0,0,0,0,0,0,0,0,{"$f":"Summary!J$83*(+BA328)","v":0},0,0,{"$f":"+IF($M328=2,IF($O328<Summary!$F$383,Summary!$J$398*$L328,$BU$8*$W328),0)","v":0},0,0,0,0,0,0,0,0,{"$f":"+IF(M328=3,IF(O328<Summary!F$383,Summary!J$406*L328,CD$8*W328),0)","v":0},0,0,0,0,0,0,0,0,0,0,0,0,0,0,0,0,0,0,0,0,{"$f":"+IF(#REF!=0,0,(#REF!-#REF!)/#REF!)","v":{"$error":"#REF!"}}]
[63,{"$f":"+SettlementBcons!A283","v":0},{"$f":"+SettlementBcons!CC283","v":0},{"$f":"+SettlementBcons!BN283","v":0},{"$f":"+SettlementBcons!BC283","v":0},"",{"$f":"+SettlementBcons!BU283","v":0},{"$f":"+SettlementBcons!BW283/1000","v":0},0,"default",1,0,3,0,0,null,2000,0,0,0,0,0,0,{"$f":"IF(L333=0,\"\",VLOOKUP($R333/1000,Networkdesign!$R$4:$T$17,3))","v":""},{"$f":"IF(L333=0,0,VLOOKUP($S333/L333/1000,Networkdesign!$R$4:$U$17,4))","v":0},0,0,0,0,0,0,0,{"$f":"+(Z333*Networkdesign!O$6+AA333*Networkdesign!O$8+AB333*Networkdesign!O$9+AC333*Networkdesign!O$10+AD333*Networkdesign!O$11+AE333*Networkdesign!O$12)/1000","v":0},{"$f":"+(Z333*Network!G$76+AA333*Network!I$76+AB333*Network!J$76+AC333*Network!K$76+AD333*Network!L$76+AE333*Network!M$76)","v":0},0,0,0,0,0,0,0,0,0,0,0,0,0,0,0,0,0,0,{"$f":"IF(M333>1,0,BA$8*$W333+S333*Summary!J$391)","v":0},0,0,0,0,0,0,0,0,0,0,0,0,0,0,0,0,{"$f":"Summary!J$83*(+BA333)","v":0},0,0,{"$f":"+IF($M333=2,IF($O333<Summary!$F$383,Summary!$J$398*$L333,$BU$8*$W333),0)","v":0},0,0,0,0,0,0,0,0,{"$f":"+IF(M333=3,IF(O333<Summary!F$383,Summary!J$406*L333,CD$8*W333),0)","v":0},0,0,0,0,0,0,0,0,0,0,0,0,0,0,0,0,0,0,0,0,{"$f":"+IF(#REF!=0,0,(#REF!-#REF!)/#REF!)","v":{"$error":"#REF!"}}]
[68,{"$f":"+SettlementBcons!A288","v":0},{"$f":"+SettlementBcons!CC288","v":0},{"$f":"+SettlementBcons!BN288","v":0},{"$f":"+SettlementBcons!BC288","v":0},"",{"$f":"+SettlementBcons!BU288","v":0},{"$f":"+SettlementBcons!BW288/1000","v":0},0,"default",1,0,3,0,0,null,2000,0,0,0,0,0,0,{"$f":"IF(L338=0,\"\",VLOOKUP($R338/1000,Networkdesign!$R$4:$T$17,3))","v":""},{"$f":"IF(L338=0,0,VLOOKUP($S338/L338/1000,Networkdesign!$R$4:$U$17,4))","v":0},0,0,0,0,0,0,0,{"$f":"+(Z338*Networkdesign!O$6+AA338*Networkdesign!O$8+AB338*Networkdesign!O$9+AC338*Networkdesign!O$10+AD338*Networkdesign!O$11+AE338*Networkdesign!O$12)/1000","v":0},{"$f":"+(Z338*Network!G$76+AA338*Network!I$76+AB338*Network!J$76+AC338*Network!K$76+AD338*Network!L$76+AE338*Network!M$76)","v":0},0,0,0,0,0,0,0,0,0,0,0,0,0,0,0,0,0,0,{"$f":"IF(M338>1,0,BA$8*$W338+S338*Summary!J$391)","v":0},0,0,0,0,0,0,0,0,0,0,0,0,0,0,0,0,{"$f":"Summary!J$83*(+BA338)","v":0},0,0,{"$f":"+IF($M338=2,IF($O338<Summary!$F$383,Summary!$J$398*$L338,$BU$8*$W338),0)","v":0},0,0,0,0,0,0,0,0,{"$f":"+IF(M338=3,IF(O338<Summary!F$383,Summary!J$406*L338,CD$8*W338),0)","v":0},0,0,0,0,0,0,0,0,0,0,0,0,0,0,0,0,0,0,0,0,{"$f":"+IF(#REF!=0,0,(#REF!-#REF!)/#REF!)","v":{"$error":"#REF!"}}]
[69,{"$f":"+SettlementBcons!A289","v":0},{"$f":"+SettlementBcons!CC289","v":0},{"$f":"+SettlementBcons!BN289","v":0},{"$f":"+SettlementBcons!BC289","v":0},"",{"$f":"+SettlementBcons!BU289","v":0},{"$f":"+SettlementBcons!BW289/1000","v":0},0,"default",1,0,3,0,0,null,2000,0,0,0,0,0,0,{"$f":"IF(L339=0,\"\",VLOOKUP($R339/1000,Networkdesign!$R$4:$T$17,3))","v":""},{"$f":"IF(L339=0,0,VLOOKUP($S339/L339/1000,Networkdesign!$R$4:$U$17,4))","v":0},0,0,0,0,0,0,0,{"$f":"+(Z339*Networkdesign!O$6+AA339*Networkdesign!O$8+AB339*Networkdesign!O$9+AC339*Networkdesign!O$10+AD339*Networkdesign!O$11+AE339*Networkdesign!O$12)/1000","v":0},{"$f":"+(Z339*Network!G$76+AA339*Network!I$76+AB339*Network!J$76+AC339*Network!K$76+AD339*Network!L$76+AE339*Network!M$76)","v":0},0,0,0,0,0,0,0,0,0,0,0,0,0,0,0,0,0,0,{"$f":"IF(M339>1,0,BA$8*$W339+S339*Summary!J$391)","v":0},0,0,0,0,0,0,0,0,0,0,0,0,0,0,0,0,{"$f":"Summary!J$83*(+BA339)","v":0},0,0,{"$f":"+IF($M339=2,IF($O339<Summary!$F$383,Summary!$J$398*$L339,$BU$8*$W339),0)","v":0},0,0,0,0,0,0,0,0,{"$f":"+IF(M339=3,IF(O339<Summary!F$383,Summary!J$406*L339,CD$8*W339),0)","v":0},0,0,0,0,0,0,0,0,0,0,0,0,0,0,0,0,0,0,0,0,{"$f":"+IF(#REF!=0,0,(#REF!-#REF!)/#REF!)","v":{"$error":"#REF!"}}]
[73,{"$f":"+SettlementBcons!A293","v":0},{"$f":"+SettlementBcons!CC293","v":0},{"$f":"+SettlementBcons!BN293","v":0},{"$f":"+SettlementBcons!BC293","v":0},"",{"$f":"+SettlementBcons!BU293","v":0},{"$f":"+SettlementBcons!BW293/1000","v":0},0,"default",1,0,3,0,0,null,2000,0,0,0,0,0,0,{"$f":"IF(L343=0,\"\",VLOOKUP($R343/1000,Networkdesign!$R$4:$T$17,3))","v":""},{"$f":"IF(L343=0,0,VLOOKUP($S343/L343/1000,Networkdesign!$R$4:$U$17,4))","v":0},0,0,0,0,0,0,0,{"$f":"+(Z343*Networkdesign!O$6+AA343*Networkdesign!O$8+AB343*Networkdesign!O$9+AC343*Networkdesign!O$10+AD343*Networkdesign!O$11+AE343*Networkdesign!O$12)/1000","v":0},{"$f":"+(Z343*Network!G$76+AA343*Network!I$76+AB343*Network!J$76+AC343*Network!K$76+AD343*Network!L$76+AE343*Network!M$76)","v":0},0,0,0,0,0,0,0,0,0,0,0,0,0,0,0,0,0,0,{"$f":"IF(M343>1,0,BA$8*$W343+S343*Summary!J$391)","v":0},0,0,0,0,0,0,0,0,0,0,0,0,0,0,0,0,{"$f":"Summary!J$83*(+BA343)","v":0},0,0,{"$f":"+IF($M343=2,IF($O343<Summary!$F$383,Summary!$J$398*$L343,$BU$8*$W343),0)","v":0},0,0,0,0,0,0,0,0,{"$f":"+IF(M343=3,IF(O343<Summary!F$383,Summary!J$406*L343,CD$8*W343),0)","v":0},0,0,0,0,0,0,0,0,0,0,0,0,0,0,0,0,0,0,0,0,{"$f":"+IF(#REF!=0,0,(#REF!-#REF!)/#REF!)","v":{"$error":"#REF!"}}]
[]
[4,{"$f":"+SettlementBcons!A300","v":0},{"$f":"+SettlementBcons!CC300","v":0},{"$f":"+SettlementBcons!BN300","v":0},{"$f":"+SettlementBcons!BC300","v":0},"",{"$f":"+SettlementBcons!BU300","v":0},{"$f":"+SettlementBcons!BW300/1000","v":0},0,"default",1,0,3,0,0,null,2000,0,0,0,0,0,0,{"$f":"IF(L353=0,\"\",VLOOKUP($R353/1000,Networkdesign!$R$4:$T$17,3))","v":""},{"$f":"IF(L353=0,0,VLOOKUP($S353/L353/1000,Networkdesign!$R$4:$U$17,4))","v":0},0,0,0,0,0,0,0,{"$f":"+(Z353*Networkdesign!O$6+AA353*Networkdesign!O$8+AB353*Networkdesign!O$9+AC353*Networkdesign!O$10+AD353*Networkdesign!O$11+AE353*Networkdesign!O$12)/1000","v":0},{"$f":"+(Z353*Network!G$76+AA353*Network!I$76+AB353*Network!J$76+AC353*Network!K$76+AD353*Network!L$76+AE353*Network!M$76)","v":0},0,0,0,0,0,0,0,0,0,0,0,0,0,0,0,0,0,0,{"$f":"IF(M353>1,0,BA$8*$W353+S353*Summary!J$391)","v":0},0,0,0,0,0,0,0,0,0,0,0,0,0,0,0,0,{"$f":"Summary!J$83*(+BA353)","v":0},0,0,{"$f":"+IF($M353=2,IF($O353<Summary!$F$383,Summary!$J$398*$L353,$BU$8*$W353),0)","v":0},0,0,0,0,0,0,0,0,{"$f":"+IF(M353=3,IF(O353<Summary!F$383,Summary!J$406*L353,CD$8*W353),0)","v":0},0,0,0,0,0,0,0,0,0,0,0,0,0,0,0,0,0,0,0,0,{"$f":"+IF(#REF!=0,0,(#REF!-#REF!)/#REF!)","v":{"$error":"#REF!"}}]
[5,{"$f":"+SettlementBcons!A301","v":0},{"$f":"+SettlementBcons!CC301","v":0},{"$f":"+SettlementBcons!BN301","v":0},{"$f":"+SettlementBcons!BC301","v":0},"",{"$f":"+SettlementBcons!BU301","v":0},{"$f":"+SettlementBcons!BW301/1000","v":0},0,"default",1,0,3,0,0,null,2000,0,0,0,0,0,0,{"$f":"IF(L354=0,\"\",VLOOKUP($R354/1000,Networkdesign!$R$4:$T$17,3))","v":""},{"$f":"IF(L354=0,0,VLOOKUP($S354/L354/1000,Networkdesign!$R$4:$U$17,4))","v":0},0,0,0,0,0,0,0,{"$f":"+(Z354*Networkdesign!O$6+AA354*Networkdesign!O$8+AB354*Networkdesign!O$9+AC354*Networkdesign!O$10+AD354*Networkdesign!O$11+AE354*Networkdesign!O$12)/1000","v":0},{"$f":"+(Z354*Network!G$76+AA354*Network!I$76+AB354*Network!J$76+AC354*Network!K$76+AD354*Network!L$76+AE354*Network!M$76)","v":0},0,0,0,0,0,0,0,0,0,0,0,0,0,0,0,0,0,0,{"$f":"IF(M354>1,0,BA$8*$W354+S354*Summary!J$391)","v":0},0,0,0,0,0,0,0,0,0,0,0,0,0,0,0,0,{"$f":"Summary!J$83*(+BA354)","v":0},0,0,{"$f":"+IF($M354=2,IF($O354<Summary!$F$383,Summary!$J$398*$L354,$BU$8*$W354),0)","v":0},0,0,0,0,0,0,0,0,{"$f":"+IF(M354=3,IF(O354<Summary!F$383,Summary!J$406*L354,CD$8*W354),0)","v":0},0,0,0,0,0,0,0,0,0,0,0,0,0,0,0,0,0,0,0,0,{"$f":"+IF(#REF!=0,0,(#REF!-#REF!)/#REF!)","v":{"$error":"#REF!"}}]
[10,{"$f":"+SettlementBcons!A306","v":0},{"$f":"+SettlementBcons!CC306","v":0},{"$f":"+SettlementBcons!BN306","v":0},{"$f":"+SettlementBcons!BC306","v":0},"",{"$f":"+SettlementBcons!BU306","v":0},{"$f":"+SettlementBcons!BW306/1000","v":0},0,"default",1,0,3,0,0,null,2000,0,0,0,0,0,0,{"$f":"IF(L359=0,\"\",VLOOKUP($R359/1000,Networkdesign!$R$4:$T$17,3))","v":""},{"$f":"IF(L359=0,0,VLOOKUP($S359/L359/1000,Networkdesign!$R$4:$U$17,4))","v":0},0,0,0,0,0,0,0,{"$f":"+(Z359*Networkdesign!O$6+AA359*Networkdesign!O$8+AB359*Networkdesign!O$9+AC359*Networkdesign!O$10+AD359*Networkdesign!O$11+AE359*Networkdesign!O$12)/1000","v":0},{"$f":"+(Z359*Network!G$76+AA359*Network!I$76+AB359*Network!J$76+AC359*Network!K$76+AD359*Network!L$76+AE359*Network!M$76)","v":0},0,0,0,0,0,0,0,0,0,0,0,0,0,0,0,0,0,0,{"$f":"IF(M359>1,0,BA$8*$W359+S359*Summary!J$391)","v":0},0,0,0,0,0,0,0,0,0,0,0,0,0,0,0,0,{"$f":"Summary!J$83*(+BA359)","v":0},0,0,{"$f":"+IF($M359=2,IF($O359<Summary!$F$383,Summary!$J$398*$L359,$BU$8*$W359),0)","v":0},0,0,0,0,0,0,0,0,{"$f":"+IF(M359=3,IF(O359<Summary!F$383,Summary!J$406*L359,CD$8*W359),0)","v":0},0,0,0,0,0,0,0,0,0,0,0,0,0,0,0,0,0,0,0,0,{"$f":"+IF(#REF!=0,0,(#REF!-#REF!)/#REF!)","v":{"$error":"#REF!"}}]
[13,{"$f":"+SettlementBcons!A309","v":0},{"$f":"+SettlementBcons!CC309","v":0},{"$f":"+SettlementBcons!BN309","v":0},{"$f":"+SettlementBcons!BC309","v":0},"",{"$f":"+SettlementBcons!BU309","v":0},{"$f":"+SettlementBcons!BW309/1000","v":0},0,"default",1,0,3,0,0,null,2000,0,0,0,0,0,0,{"$f":"IF(L362=0,\"\",VLOOKUP($R362/1000,Networkdesign!$R$4:$T$17,3))","v":""},{"$f":"IF(L362=0,0,VLOOKUP($S362/L362/1000,Networkdesign!$R$4:$U$17,4))","v":0},0,0,0,0,0,0,0,{"$f":"+(Z362*Networkdesign!O$6+AA362*Networkdesign!O$8+AB362*Networkdesign!O$9+AC362*Networkdesign!O$10+AD362*Networkdesign!O$11+AE362*Networkdesign!O$12)/1000","v":0},{"$f":"+(Z362*Network!G$76+AA362*Network!I$76+AB362*Network!J$76+AC362*Network!K$76+AD362*Network!L$76+AE362*Network!M$76)","v":0},0,0,0,0,0,0,0,0,0,0,0,0,0,0,0,0,0,0,{"$f":"IF(M362>1,0,BA$8*$W362+S362*Summary!J$391)","v":0},0,0,0,0,0,0,0,0,0,0,0,0,0,0,0,0,{"$f":"Summary!J$83*(+BA362)","v":0},0,0,{"$f":"+IF($M362=2,IF($O362<Summary!$F$383,Summary!$J$398*$L362,$BU$8*$W362),0)","v":0},0,0,0,0,0,0,0,0,{"$f":"+IF(M362=3,IF(O362<Summary!F$383,Summary!J$406*L362,CD$8*W362),0)","v":0},0,0,0,0,0,0,0,0,0,0,0,0,0,0,0,0,0,0,0,0,{"$f":"+IF(#REF!=0,0,(#REF!-#REF!)/#REF!)","v":{"$error":"#REF!"}}]
[19,{"$f":"+SettlementBcons!A315","v":0},{"$f":"+SettlementBcons!CC315","v":0},{"$f":"+SettlementBcons!BN315","v":0},{"$f":"+SettlementBcons!BC315","v":0},"",{"$f":"+SettlementBcons!BU315","v":0},{"$f":"+SettlementBcons!BW315/1000","v":0},0,"default",1,0,3,0,0,null,2000,0,0,0,0,0,0,{"$f":"IF(L368=0,\"\",VLOOKUP($R368/1000,Networkdesign!$R$4:$T$17,3))","v":""},{"$f":"IF(L368=0,0,VLOOKUP($S368/L368/1000,Networkdesign!$R$4:$U$17,4))","v":0},0,0,0,0,0,0,0,{"$f":"+(Z368*Networkdesign!O$6+AA368*Networkdesign!O$8+AB368*Networkdesign!O$9+AC368*Networkdesign!O$10+AD368*Networkdesign!O$11+AE368*Networkdesign!O$12)/1000","v":0},{"$f":"+(Z368*Network!G$76+AA368*Network!I$76+AB368*Network!J$76+AC368*Network!K$76+AD368*Network!L$76+AE368*Network!M$76)","v":0},0,0,0,0,0,0,0,0,0,0,0,0,0,0,0,0,0,0,{"$f":"IF(M368>1,0,BA$8*$W368+S368*Summary!J$391)","v":0},0,0,0,0,0,0,0,0,0,0,0,0,0,0,0,0,{"$f":"Summary!J$83*(+BA368)","v":0},0,0,{"$f":"+IF($M368=2,IF($O368<Summary!$F$383,Summary!$J$398*$L368,$BU$8*$W368),0)","v":0},0,0,0,0,0,0,0,0,{"$f":"+IF(M368=3,IF(O368<Summary!F$383,Summary!J$406*L368,CD$8*W368),0)","v":0},0,0,0,0,0,0,0,0,0,0,0,0,0,0,0,0,0,0,0,0,{"$f":"+IF(#REF!=0,0,(#REF!-#REF!)/#REF!)","v":{"$error":"#REF!"}}]
[20,{"$f":"+SettlementBcons!A316","v":0},{"$f":"+SettlementBcons!CC316","v":0},{"$f":"+SettlementBcons!BN316","v":0},{"$f":"+SettlementBcons!BC316","v":0},"",{"$f":"+SettlementBcons!BU316","v":0},{"$f":"+SettlementBcons!BW316/1000","v":0},0,"default",1,0,3,0,0,null,2000,0,0,0,0,0,0,{"$f":"IF(L369=0,\"\",VLOOKUP($R369/1000,Networkdesign!$R$4:$T$17,3))","v":""},{"$f":"IF(L369=0,0,VLOOKUP($S369/L369/1000,Networkdesign!$R$4:$U$17,4))","v":0},0,0,0,0,0,0,0,{"$f":"+(Z369*Networkdesign!O$6+AA369*Networkdesign!O$8+AB369*Networkdesign!O$9+AC369*Networkdesign!O$10+AD369*Networkdesign!O$11+AE369*Networkdesign!O$12)/1000","v":0},{"$f":"+(Z369*Network!G$76+AA369*Network!I$76+AB369*Network!J$76+AC369*Network!K$76+AD369*Network!L$76+AE369*Network!M$76)","v":0},0,0,0,0,0,0,0,0,0,0,0,0,0,0,0,0,0,0,{"$f":"IF(M369>1,0,BA$8*$W369+S369*Summary!J$391)","v":0},0,0,0,0,0,0,0,0,0,0,0,0,0,0,0,0,{"$f":"Summary!J$83*(+BA369)","v":0},0,0,{"$f":"+IF($M369=2,IF($O369<Summary!$F$383,Summary!$J$398*$L369,$BU$8*$W369),0)","v":0},0,0,0,0,0,0,0,0,{"$f":"+IF(M369=3,IF(O369<Summary!F$383,Summary!J$406*L369,CD$8*W369),0)","v":0},0,0,0,0,0,0,0,0,0,0,0,0,0,0,0,0,0,0,0,0,{"$f":"+IF(#REF!=0,0,(#REF!-#REF!)/#REF!)","v":{"$error":"#REF!"}}]
[25,{"$f":"+SettlementBcons!A321","v":0},{"$f":"+SettlementBcons!CC321","v":0},{"$f":"+SettlementBcons!BN321","v":0},{"$f":"+SettlementBcons!BC321","v":0},"",{"$f":"+SettlementBcons!BU321","v":0},{"$f":"+SettlementBcons!BW321/1000","v":0},0,"default",1,0,3,0,0,null,2000,0,0,0,0,0,0,{"$f":"IF(L374=0,\"\",VLOOKUP($R374/1000,Networkdesign!$R$4:$T$17,3))","v":""},{"$f":"IF(L374=0,0,VLOOKUP($S374/L374/1000,Networkdesign!$R$4:$U$17,4))","v":0},0,0,0,0,0,0,0,{"$f":"+(Z374*Networkdesign!O$6+AA374*Networkdesign!O$8+AB374*Networkdesign!O$9+AC374*Networkdesign!O$10+AD374*Networkdesign!O$11+AE374*Networkdesign!O$12)/1000","v":0},{"$f":"+(Z374*Network!G$76+AA374*Network!I$76+AB374*Network!J$76+AC374*Network!K$76+AD374*Network!L$76+AE374*Network!M$76)","v":0},0,0,0,0,0,0,0,0,0,0,0,0,0,0,0,0,0,0,{"$f":"IF(M374>1,0,BA$8*$W374+S374*Summary!J$391)","v":0},0,0,0,0,0,0,0,0,0,0,0,0,0,0,0,0,{"$f":"Summary!J$83*(+BA374)","v":0},0,0,{"$f":"+IF($M374=2,IF($O374<Summary!$F$383,Summary!$J$398*$L374,$BU$8*$W374),0)","v":0},0,0,0,0,0,0,0,0,{"$f":"+IF(M374=3,IF(O374<Summary!F$383,Summary!J$406*L374,CD$8*W374),0)","v":0},0,0,0,0,0,0,0,0,0,0,0,0,0,0,0,0,0,0,0,0,{"$f":"+IF(#REF!=0,0,(#REF!-#REF!)/#REF!)","v":{"$error":"#REF!"}}]
[30,{"$f":"+SettlementBcons!A326","v":0},{"$f":"+SettlementBcons!CC326","v":0},{"$f":"+SettlementBcons!BN326","v":0},{"$f":"+SettlementBcons!BC326","v":0},"",{"$f":"+SettlementBcons!BU326","v":0},{"$f":"+SettlementBcons!BW326/1000","v":0},0,"default",1,0,3,0,0,null,2000,0,0,0,0,0,0,{"$f":"IF(L379=0,\"\",VLOOKUP($R379/1000,Networkdesign!$R$4:$T$17,3))","v":""},{"$f":"IF(L379=0,0,VLOOKUP($S379/L379/1000,Networkdesign!$R$4:$U$17,4))","v":0},0,0,0,0,0,0,0,{"$f":"+(Z379*Networkdesign!O$6+AA379*Networkdesign!O$8+AB379*Networkdesign!O$9+AC379*Networkdesign!O$10+AD379*Networkdesign!O$11+AE379*Networkdesign!O$12)/1000","v":0},{"$f":"+(Z379*Network!G$76+AA379*Network!I$76+AB379*Network!J$76+AC379*Network!K$76+AD379*Network!L$76+AE379*Network!M$76)","v":0},0,0,0,0,0,0,0,0,0,0,0,0,0,0,0,0,0,0,{"$f":"IF(M379>1,0,BA$8*$W379+S379*Summary!J$391)","v":0},0,0,0,0,0,0,0,0,0,0,0,0,0,0,0,0,{"$f":"Summary!J$83*(+BA379)","v":0},0,0,{"$f":"+IF($M379=2,IF($O379<Summary!$F$383,Summary!$J$398*$L379,$BU$8*$W379),0)","v":0},0,0,0,0,0,0,0,0,{"$f":"+IF(M379=3,IF(O379<Summary!F$383,Summary!J$406*L379,CD$8*W379),0)","v":0},0,0,0,0,0,0,0,0,0,0,0,0,0,0,0,0,0,0,0,0,{"$f":"+IF(#REF!=0,0,(#REF!-#REF!)/#REF!)","v":{"$error":"#REF!"}}]
[33,{"$f":"+SettlementBcons!A329","v":0},{"$f":"+SettlementBcons!CC329","v":0},{"$f":"+SettlementBcons!BN329","v":0},{"$f":"+SettlementBcons!BC329","v":0},"",{"$f":"+SettlementBcons!BU329","v":0},{"$f":"+SettlementBcons!BW329/1000","v":0},0,"default",1,0,3,0,0,null,2000,0,0,0,0,0,0,{"$f":"IF(L382=0,\"\",VLOOKUP($R382/1000,Networkdesign!$R$4:$T$17,3))","v":""},{"$f":"IF(L382=0,0,VLOOKUP($S382/L382/1000,Networkdesign!$R$4:$U$17,4))","v":0},0,0,0,0,0,0,0,{"$f":"+(Z382*Networkdesign!O$6+AA382*Networkdesign!O$8+AB382*Networkdesign!O$9+AC382*Networkdesign!O$10+AD382*Networkdesign!O$11+AE382*Networkdesign!O$12)/1000","v":0},{"$f":"+(Z382*Network!G$76+AA382*Network!I$76+AB382*Network!J$76+AC382*Network!K$76+AD382*Network!L$76+AE382*Network!M$76)","v":0},0,0,0,0,0,0,0,0,0,0,0,0,0,0,0,0,0,0,{"$f":"IF(M382>1,0,BA$8*$W382+S382*Summary!J$391)","v":0},0,0,0,0,0,0,0,0,0,0,0,0,0,0,0,0,{"$f":"Summary!J$83*(+BA382)","v":0},0,0,{"$f":"+IF($M382=2,IF($O382<Summary!$F$383,Summary!$J$398*$L382,$BU$8*$W382),0)","v":0},0,0,0,0,0,0,0,0,{"$f":"+IF(M382=3,IF(O382<Summary!F$383,Summary!J$406*L382,CD$8*W382),0)","v":0},0,0,0,0,0,0,0,0,0,0,0,0,0,0,0,0,0,0,0,0,{"$f":"+IF(#REF!=0,0,(#REF!-#REF!)/#REF!)","v":{"$error":"#REF!"}}]
[35,{"$f":"+SettlementBcons!A331","v":0},{"$f":"+SettlementBcons!CC331","v":0},{"$f":"+SettlementBcons!BN331","v":0},{"$f":"+SettlementBcons!BC331","v":0},"",{"$f":"+SettlementBcons!BU331","v":0},{"$f":"+SettlementBcons!BW331/1000","v":0},0,"default",1,0,3,0,0,null,2000,0,0,0,0,0,0,{"$f":"IF(L384=0,\"\",VLOOKUP($R384/1000,Networkdesign!$R$4:$T$17,3))","v":""},{"$f":"IF(L384=0,0,VLOOKUP($S384/L384/1000,Networkdesign!$R$4:$U$17,4))","v":0},0,0,0,0,0,0,0,{"$f":"+(Z384*Networkdesign!O$6+AA384*Networkdesign!O$8+AB384*Networkdesign!O$9+AC384*Networkdesign!O$10+AD384*Networkdesign!O$11+AE384*Networkdesign!O$12)/1000","v":0},{"$f":"+(Z384*Network!G$76+AA384*Network!I$76+AB384*Network!J$76+AC384*Network!K$76+AD384*Network!L$76+AE384*Network!M$76)","v":0},0,0,0,0,0,0,0,0,0,0,0,0,0,0,0,0,0,0,{"$f":"IF(M384>1,0,BA$8*$W384+S384*Summary!J$391)","v":0},0,0,0,0,0,0,0,0,0,0,0,0,0,0,0,0,{"$f":"Summary!J$83*(+BA384)","v":0},0,0,{"$f":"+IF($M384=2,IF($O384<Summary!$F$383,Summary!$J$398*$L384,$BU$8*$W384),0)","v":0},0,0,0,0,0,0,0,0,{"$f":"+IF(M384=3,IF(O384<Summary!F$383,Summary!J$406*L384,CD$8*W384),0)","v":0},0,0,0,0,0,0,0,0,0,0,0,0,0,0,0,0,0,0,0,0,{"$f":"+IF(#REF!=0,0,(#REF!-#REF!)/#REF!)","v":{"$error":"#REF!"}}]
[40,{"$f":"+SettlementBcons!A336","v":0},{"$f":"+SettlementBcons!CC336","v":0},{"$f":"+SettlementBcons!BN336","v":0},{"$f":"+SettlementBcons!BC336","v":0},"",{"$f":"+SettlementBcons!BU336","v":0},{"$f":"+SettlementBcons!BW336/1000","v":0},0,"default",1,0,3,0,0,null,2000,0,0,0,0,0,0,{"$f":"IF(L389=0,\"\",VLOOKUP($R389/1000,Networkdesign!$R$4:$T$17,3))","v":""},{"$f":"IF(L389=0,0,VLOOKUP($S389/L389/1000,Networkdesign!$R$4:$U$17,4))","v":0},0,0,0,0,0,0,0,{"$f":"+(Z389*Networkdesign!O$6+AA389*Networkdesign!O$8+AB389*Networkdesign!O$9+AC389*Networkdesign!O$10+AD389*Networkdesign!O$11+AE389*Networkdesign!O$12)/1000","v":0},{"$f":"+(Z389*Network!G$76+AA389*Network!I$76+AB389*Network!J$76+AC389*Network!K$76+AD389*Network!L$76+AE389*Network!M$76)","v":0},0,0,0,0,0,0,0,0,0,0,0,0,0,0,0,0,0,0,{"$f":"IF(M389>1,0,BA$8*$W389+S389*Summary!J$391)","v":0},0,0,0,0,0,0,0,0,0,0,0,0,0,0,0,0,{"$f":"Summary!J$83*(+BA389)","v":0},0,0,{"$f":"+IF($M389=2,IF($O389<Summary!$F$383,Summary!$J$398*$L389,$BU$8*$W389),0)","v":0},0,0,0,0,0,0,0,0,{"$f":"+IF(M389=3,IF(O389<Summary!F$383,Summary!J$406*L389,CD$8*W389),0)","v":0},0,0,0,0,0,0,0,0,0,0,0,0,0,0,0,0,0,0,0,0,{"$f":"+IF(#REF!=0,0,(#REF!-#REF!)/#REF!)","v":{"$error":"#REF!"}}]
[45,{"$f":"+SettlementBcons!A341","v":0},{"$f":"+SettlementBcons!CC341","v":0},{"$f":"+SettlementBcons!BN341","v":0},{"$f":"+SettlementBcons!BC341","v":0},"",{"$f":"+SettlementBcons!BU341","v":0},{"$f":"+SettlementBcons!BW341/1000","v":0},0,"default",1,0,3,0,0,null,2000,0,0,0,0,0,0,{"$f":"IF(L394=0,\"\",VLOOKUP($R394/1000,Networkdesign!$R$4:$T$17,3))","v":""},{"$f":"IF(L394=0,0,VLOOKUP($S394/L394/1000,Networkdesign!$R$4:$U$17,4))","v":0},0,0,0,0,0,0,0,{"$f":"+(Z394*Networkdesign!O$6+AA394*Networkdesign!O$8+AB394*Networkdesign!O$9+AC394*Networkdesign!O$10+AD394*Networkdesign!O$11+AE394*Networkdesign!O$12)/1000","v":0},{"$f":"+(Z394*Network!G$76+AA394*Network!I$76+AB394*Network!J$76+AC394*Network!K$76+AD394*Network!L$76+AE394*Network!M$76)","v":0},0,0,0,0,0,0,0,0,0,0,0,0,0,0,0,0,0,0,{"$f":"IF(M394>1,0,BA$8*$W394+S394*Summary!J$391)","v":0},0,0,0,0,0,0,0,0,0,0,0,0,0,0,0,0,{"$f":"Summary!J$83*(+BA394)","v":0},0,0,{"$f":"+IF($M394=2,IF($O394<Summary!$F$383,Summary!$J$398*$L394,$BU$8*$W394),0)","v":0},0,0,0,0,0,0,0,0,{"$f":"+IF(M394=3,IF(O394<Summary!F$383,Summary!J$406*L394,CD$8*W394),0)","v":0},0,0,0,0,0,0,0,0,0,0,0,0,0,0,0,0,0,0,0,0,{"$f":"+IF(#REF!=0,0,(#REF!-#REF!)/#REF!)","v":{"$error":"#REF!"}}]
[50,{"$f":"+SettlementBcons!A346","v":0},{"$f":"+SettlementBcons!CC346","v":0},{"$f":"+SettlementBcons!BN346","v":0},{"$f":"+SettlementBcons!BC346","v":0},"",{"$f":"+SettlementBcons!BU346","v":0},{"$f":"+SettlementBcons!BW346/1000","v":0},0,"default",1,0,3,0,0,null,2000,0,0,0,0,0,0,{"$f":"IF(L399=0,\"\",VLOOKUP($R399/1000,Networkdesign!$R$4:$T$17,3))","v":""},{"$f":"IF(L399=0,0,VLOOKUP($S399/L399/1000,Networkdesign!$R$4:$U$17,4))","v":0},0,0,0,0,0,0,0,{"$f":"+(Z399*Networkdesign!O$6+AA399*Networkdesign!O$8+AB399*Networkdesign!O$9+AC399*Networkdesign!O$10+AD399*Networkdesign!O$11+AE399*Networkdesign!O$12)/1000","v":0},{"$f":"+(Z399*Network!G$76+AA399*Network!I$76+AB399*Network!J$76+AC399*Network!K$76+AD399*Network!L$76+AE399*Network!M$76)","v":0},0,0,0,0,0,0,0,0,0,0,0,0,0,0,0,0,0,0,{"$f":"IF(M399>1,0,BA$8*$W399+S399*Summary!J$391)","v":0},0,0,0,0,0,0,0,0,0,0,0,0,0,0,0,0,{"$f":"Summary!J$83*(+BA399)","v":0},0,0,{"$f":"+IF($M399=2,IF($O399<Summary!$F$383,Summary!$J$398*$L399,$BU$8*$W399),0)","v":0},0,0,0,0,0,0,0,0,{"$f":"+IF(M399=3,IF(O399<Summary!F$383,Summary!J$406*L399,CD$8*W399),0)","v":0},0,0,0,0,0,0,0,0,0,0,0,0,0,0,0,0,0,0,0,0,{"$f":"+IF(#REF!=0,0,(#REF!-#REF!)/#REF!)","v":{"$error":"#REF!"}}]
[51,{"$f":"+SettlementBcons!A347","v":0},{"$f":"+SettlementBcons!CC347","v":0},{"$f":"+SettlementBcons!BN347","v":0},{"$f":"+SettlementBcons!BC347","v":0},"",{"$f":"+SettlementBcons!BU347","v":0},{"$f":"+SettlementBcons!BW347/1000","v":0},0,"default",1,0,3,0,0,null,2000,0,0,0,0,0,0,{"$f":"IF(L400=0,\"\",VLOOKUP($R400/1000,Networkdesign!$R$4:$T$17,3))","v":""},{"$f":"IF(L400=0,0,VLOOKUP($S400/L400/1000,Networkdesign!$R$4:$U$17,4))","v":0},0,0,0,0,0,0,0,{"$f":"+(Z400*Networkdesign!O$6+AA400*Networkdesign!O$8+AB400*Networkdesign!O$9+AC400*Networkdesign!O$10+AD400*Networkdesign!O$11+AE400*Networkdesign!O$12)/1000","v":0},{"$f":"+(Z400*Network!G$76+AA400*Network!I$76+AB400*Network!J$76+AC400*Network!K$76+AD400*Network!L$76+AE400*Network!M$76)","v":0},0,0,0,0,0,0,0,0,0,0,0,0,0,0,0,0,0,0,{"$f":"IF(M400>1,0,BA$8*$W400+S400*Summary!J$391)","v":0},0,0,0,0,0,0,0,0,0,0,0,0,0,0,0,0,{"$f":"Summary!J$83*(+BA400)","v":0},0,0,{"$f":"+IF($M400=2,IF($O400<Summary!$F$383,Summary!$J$398*$L400,$BU$8*$W400),0)","v":0},0,0,0,0,0,0,0,0,{"$f":"+IF(M400=3,IF(O400<Summary!F$383,Summary!J$406*L400,CD$8*W400),0)","v":0},0,0,0,0,0,0,0,0,0,0,0,0,0,0,0,0,0,0,0,0,{"$f":"+IF(#REF!=0,0,(#REF!-#REF!)/#REF!)","v":{"$error":"#REF!"}}]
[56,{"$f":"+SettlementBcons!A352","v":0},{"$f":"+SettlementBcons!CC352","v":0},{"$f":"+SettlementBcons!BN352","v":0},{"$f":"+SettlementBcons!BC352","v":0},"",{"$f":"+SettlementBcons!BU352","v":0},{"$f":"+SettlementBcons!BW352/1000","v":0},0,"default",1,0,3,0,0,null,2000,0,0,0,0,0,0,{"$f":"IF(L405=0,\"\",VLOOKUP($R405/1000,Networkdesign!$R$4:$T$17,3))","v":""},{"$f":"IF(L405=0,0,VLOOKUP($S405/L405/1000,Networkdesign!$R$4:$U$17,4))","v":0},0,0,0,0,0,0,0,{"$f":"+(Z405*Networkdesign!O$6+AA405*Networkdesign!O$8+AB405*Networkdesign!O$9+AC405*Networkdesign!O$10+AD405*Networkdesign!O$11+AE405*Networkdesign!O$12)/1000","v":0},{"$f":"+(Z405*Network!G$76+AA405*Network!I$76+AB405*Network!J$76+AC405*Network!K$76+AD405*Network!L$76+AE405*Network!M$76)","v":0},0,0,0,0,0,0,0,0,0,0,0,0,0,0,0,0,0,0,{"$f":"IF(M405>1,0,BA$8*$W405+S405*Summary!J$391)","v":0},0,0,0,0,0,0,0,0,0,0,0,0,0,0,0,0,{"$f":"Summary!J$83*(+BA405)","v":0},0,0,{"$f":"+IF($M405=2,IF($O405<Summary!$F$383,Summary!$J$398*$L405,$BU$8*$W405),0)","v":0},0,0,0,0,0,0,0,0,{"$f":"+IF(M405=3,IF(O405<Summary!F$383,Summary!J$406*L405,CD$8*W405),0)","v":0},0,0,0,0,0,0,0,0,0,0,0,0,0,0,0,0,0,0,0,0,{"$f":"+IF(#REF!=0,0,(#REF!-#REF!)/#REF!)","v":{"$error":"#REF!"}}]
[60,{"$f":"+SettlementBcons!A356","v":0},{"$f":"+SettlementBcons!CC356","v":0},{"$f":"+SettlementBcons!BN356","v":0},{"$f":"+SettlementBcons!BC356","v":0},"",{"$f":"+SettlementBcons!BU356","v":0},{"$f":"+SettlementBcons!BW356/1000","v":0},0,"default",1,0,3,0,0,null,2000,0,0,0,0,0,0,{"$f":"IF(L409=0,\"\",VLOOKUP($R409/1000,Networkdesign!$R$4:$T$17,3))","v":""},{"$f":"IF(L409=0,0,VLOOKUP($S409/L409/1000,Networkdesign!$R$4:$U$17,4))","v":0},0,0,0,0,0,0,0,{"$f":"+(Z409*Networkdesign!O$6+AA409*Networkdesign!O$8+AB409*Networkdesign!O$9+AC409*Networkdesign!O$10+AD409*Networkdesign!O$11+AE409*Networkdesign!O$12)/1000","v":0},{"$f":"+(Z409*Network!G$76+AA409*Network!I$76+AB409*Network!J$76+AC409*Network!K$76+AD409*Network!L$76+AE409*Network!M$76)","v":0},0,0,0,0,0,0,0,0,0,0,0,0,0,0,0,0,0,0,{"$f":"IF(M409>1,0,BA$8*$W409+S409*Summary!J$391)","v":0},0,0,0,0,0,0,0,0,0,0,0,0,0,0,0,0,{"$f":"Summary!J$83*(+BA409)","v":0},0,0,{"$f":"+IF($M409=2,IF($O409<Summary!$F$383,Summary!$J$398*$L409,$BU$8*$W409),0)","v":0},0,0,0,0,0,0,0,0,{"$f":"+IF(M409=3,IF(O409<Summary!F$383,Summary!J$406*L409,CD$8*W409),0)","v":0},0,0,0,0,0,0,0,0,0,0,0,0,0,0,0,0,0,0,0,0,{"$f":"+IF(#REF!=0,0,(#REF!-#REF!)/#REF!)","v":{"$error":"#REF!"}}]
[65,{"$f":"+SettlementBcons!A361","v":0},{"$f":"+SettlementBcons!CC361","v":0},{"$f":"+SettlementBcons!BN361","v":0},{"$f":"+SettlementBcons!BC361","v":0},"",{"$f":"+SettlementBcons!BU361","v":0},{"$f":"+SettlementBcons!BW361/1000","v":0},0,"default",1,0,3,0,0,null,2000,0,0,0,0,0,0,{"$f":"IF(L414=0,\"\",VLOOKUP($R414/1000,Networkdesign!$R$4:$T$17,3))","v":""},{"$f":"IF(L414=0,0,VLOOKUP($S414/L414/1000,Networkdesign!$R$4:$U$17,4))","v":0},0,0,0,0,0,0,0,{"$f":"+(Z414*Networkdesign!O$6+AA414*Networkdesign!O$8+AB414*Networkdesign!O$9+AC414*Networkdesign!O$10+AD414*Networkdesign!O$11+AE414*Networkdesign!O$12)/1000","v":0},{"$f":"+(Z414*Network!G$76+AA414*Network!I$76+AB414*Network!J$76+AC414*Network!K$76+AD414*Network!L$76+AE414*Network!M$76)","v":0},0,0,0,0,0,0,0,0,0,0,0,0,0,0,0,0,0,0,{"$f":"IF(M414>1,0,BA$8*$W414+S414*Summary!J$391)","v":0},0,0,0,0,0,0,0,0,0,0,0,0,0,{"$f":"+BB414*BO$4","v":0},{"$f":"IF(M414>1,0,+L414*BP$4)","v":0},{"$f":"IF(M414>1,0,O414*BQ$4)","v":0},{"$f":"Summary!J$83*(+BA414)","v":0},{"$f":"+BM414+BO414+BP414+BQ414+BR414","v":0},0,{"$f":"+IF($M414=2,IF($O414<Summary!$F$383,Summary!$J$398*$L414,$BU$8*$W414),0)","v":0},0,0,0,0,0,0,0,0,{"$f":"+IF(M414=3,IF(O414<Summary!F$383,Summary!J$406*L414,CD$8*W414),0)","v":0},0,0,0,0,0,0,0,0,0,0,0,0,0,0,0,0,0,{"$f":"+CS414+CQ414+CT414+CU414","v":0},0,0,{"$f":"+IF(#REF!=0,0,(#REF!-#REF!)/#REF!)","v":{"$error":"#REF!"}}]
[66,{"$f":"+SettlementBcons!A362","v":0},{"$f":"+SettlementBcons!CC362","v":0},{"$f":"+SettlementBcons!BN362","v":0},{"$f":"+SettlementBcons!BC362","v":0},"",{"$f":"+SettlementBcons!BU362","v":0},{"$f":"+SettlementBcons!BW362/1000","v":0},0,"default",1,0,3,0,0,null,2000,0,0,0,0,0,0,{"$f":"IF(L415=0,\"\",VLOOKUP($R415/1000,Networkdesign!$R$4:$T$17,3))","v":""},{"$f":"IF(L415=0,0,VLOOKUP($S415/L415/1000,Networkdesign!$R$4:$U$17,4))","v":0},0,0,0,0,0,0,0,{"$f":"+(Z415*Networkdesign!O$6+AA415*Networkdesign!O$8+AB415*Networkdesign!O$9+AC415*Networkdesign!O$10+AD415*Networkdesign!O$11+AE415*Networkdesign!O$12)/1000","v":0},{"$f":"+(Z415*Network!G$76+AA415*Network!I$76+AB415*Network!J$76+AC415*Network!K$76+AD415*Network!L$76+AE415*Network!M$76)","v":0},0,0,0,0,0,0,0,0,0,0,0,0,0,0,0,0,0,0,{"$f":"IF(M415>1,0,BA$8*$W415+S415*Summary!J$391)","v":0},0,0,0,0,0,0,0,0,0,0,0,0,0,0,0,0,{"$f":"Summary!J$83*(+BA415)","v":0},0,0,{"$f":"+IF($M415=2,IF($O415<Summary!$F$383,Summary!$J$398*$L415,$BU$8*$W415),0)","v":0},0,0,0,0,0,0,0,0,{"$f":"+IF(M415=3,IF(O415<Summary!F$383,Summary!J$406*L415,CD$8*W415),0)","v":0},0,0,0,0,0,0,0,0,0,0,0,0,0,0,0,0,0,0,0,0,{"$f":"+IF(#REF!=0,0,(#REF!-#REF!)/#REF!)","v":{"$error":"#REF!"}}]
[71,{"$f":"+SettlementBcons!A367","v":0},{"$f":"+SettlementBcons!CC367","v":0},{"$f":"+SettlementBcons!BN367","v":0},{"$f":"+SettlementBcons!BC367","v":0},"",{"$f":"+SettlementBcons!BU367","v":0},{"$f":"+SettlementBcons!BW367/1000","v":0},0,"default",1,0,3,0,0,null,2000,0,0,0,0,0,0,{"$f":"IF(L420=0,\"\",VLOOKUP($R420/1000,Networkdesign!$R$4:$T$17,3))","v":""},{"$f":"IF(L420=0,0,VLOOKUP($S420/L420/1000,Networkdesign!$R$4:$U$17,4))","v":0},0,0,0,0,0,0,0,{"$f":"+(Z420*Networkdesign!O$6+AA420*Networkdesign!O$8+AB420*Networkdesign!O$9+AC420*Networkdesign!O$10+AD420*Networkdesign!O$11+AE420*Networkdesign!O$12)/1000","v":0},{"$f":"+(Z420*Network!G$76+AA420*Network!I$76+AB420*Network!J$76+AC420*Network!K$76+AD420*Network!L$76+AE420*Network!M$76)","v":0},0,0,0,0,0,0,0,0,0,0,0,0,0,0,0,0,0,0,{"$f":"IF(M420>1,0,BA$8*$W420+S420*Summary!J$391)","v":0},0,0,0,0,0,0,0,0,0,0,0,0,0,0,0,0,{"$f":"Summary!J$83*(+BA420)","v":0},0,0,{"$f":"+IF($M420=2,IF($O420<Summary!$F$383,Summary!$J$398*$L420,$BU$8*$W420),0)","v":0},0,0,0,0,0,0,0,0,{"$f":"+IF(M420=3,IF(O420<Summary!F$383,Summary!J$406*L420,CD$8*W420),0)","v":0},0,0,0,0,0,0,0,0,0,0,0,0,0,0,0,0,0,0,0,0,{"$f":"+IF(#REF!=0,0,(#REF!-#REF!)/#REF!)","v":{"$error":"#REF!"}}]
[76,{"$f":"+SettlementBcons!A372","v":0},{"$f":"+SettlementBcons!CC372","v":0},{"$f":"+SettlementBcons!BN372","v":0},{"$f":"+SettlementBcons!BC372","v":0},"",0,{"$f":"+SettlementBcons!BW372/1000","v":0},0,"default",1,0,3,0,0,null,2000,0,0,0,0,0,0,{"$f":"IF(L425=0,\"\",VLOOKUP($R425/1000,Networkdesign!$R$4:$T$17,3))","v":""},{"$f":"IF(L425=0,0,VLOOKUP($S425/L425/1000,Networkdesign!$R$4:$U$17,4))","v":0},0,0,0,0,0,0,0,{"$f":"+(Z425*Networkdesign!O$6+AA425*Networkdesign!O$8+AB425*Networkdesign!O$9+AC425*Networkdesign!O$10+AD425*Networkdesign!O$11+AE425*Networkdesign!O$12)/1000","v":0},{"$f":"+(Z425*Network!G$76+AA425*Network!I$76+AB425*Network!J$76+AC425*Network!K$76+AD425*Network!L$76+AE425*Network!M$76)","v":0},0,0,0,0,0,0,0,0,0,0,0,0,0,0,0,0,0,0,{"$f":"IF(M425>1,0,BA$8*$W425+S425*Summary!J$391)","v":0},0,0,0,0,0,0,0,0,0,0,0,0,0,0,0,0,{"$f":"Summary!J$83*(+BA425)","v":0},0,0,{"$f":"+IF($M425=2,IF($O425<Summary!$F$383,Summary!$J$398*$L425,$BU$8*$W425),0)","v":0},0,0,0,0,0,0,0,0,{"$f":"+IF(M425=3,IF(O425<Summary!F$383,Summary!J$406*L425,CD$8*W425),0)","v":0},0,0,0,0,0,0,0,0,0,0,0,0,0,0,0,0,0,0,0,0,{"$f":"+IF(#REF!=0,0,(#REF!-#REF!)/#REF!)","v":{"$error":"#REF!"}}]
[78,{"$f":"+SettlementBcons!A374","v":0},{"$f":"+SettlementBcons!CC374","v":0},{"$f":"+SettlementBcons!BN374","v":0},{"$f":"+SettlementBcons!BC374","v":0},"",{"$f":"+SettlementBcons!BU374","v":0},{"$f":"+SettlementBcons!BW374/1000","v":0},0,"default",1,0,3,0,0,null,2000,0,0,0,0,0,0,{"$f":"IF(L427=0,\"\",VLOOKUP($R427/1000,Networkdesign!$R$4:$T$17,3))","v":""},{"$f":"IF(L427=0,0,VLOOKUP($S427/L427/1000,Networkdesign!$R$4:$U$17,4))","v":0},0,0,0,0,0,0,0,{"$f":"+(Z427*Networkdesign!O$6+AA427*Networkdesign!O$8+AB427*Networkdesign!O$9+AC427*Networkdesign!O$10+AD427*Networkdesign!O$11+AE427*Networkdesign!O$12)/1000","v":0},{"$f":"+(Z427*Network!G$76+AA427*Network!I$76+AB427*Network!J$76+AC427*Network!K$76+AD427*Network!L$76+AE427*Network!M$76)","v":0},0,0,0,0,0,0,0,0,0,0,0,0,0,0,0,0,0,0,{"$f":"IF(M427>1,0,BA$8*$W427+S427*Summary!J$391)","v":0},0,0,0,0,0,0,0,0,0,0,0,0,0,0,0,0,{"$f":"Summary!J$83*(+BA427)","v":0},0,0,{"$f":"+IF($M427=2,IF($O427<Summary!$F$383,Summary!$J$398*$L427,$BU$8*$W427),0)","v":0},0,0,0,0,0,0,0,0,{"$f":"+IF(M427=3,IF(O427<Summary!F$383,Summary!J$406*L427,CD$8*W427),0)","v":0},0,0,0,0,0,0,0,0,0,0,0,0,0,0,0,0,0,0,0,0,{"$f":"+IF(#REF!=0,0,(#REF!-#REF!)/#REF!)","v":{"$error":"#REF!"}}]
[81,{"$f":"+SettlementBcons!A377","v":0},{"$f":"+SettlementBcons!CC377","v":0},{"$f":"+SettlementBcons!BN377","v":0},{"$f":"+SettlementBcons!BC377","v":0},"",{"$f":"+SettlementBcons!BU377","v":0},{"$f":"+SettlementBcons!BW377/1000","v":0},0,"default",1,0,3,0,0,null,2000,0,0,0,0,0,0,{"$f":"IF(L430=0,\"\",VLOOKUP($R430/1000,Networkdesign!$R$4:$T$17,3))","v":""},{"$f":"IF(L430=0,0,VLOOKUP($S430/L430/1000,Networkdesign!$R$4:$U$17,4))","v":0},0,0,0,0,0,0,0,{"$f":"+(Z430*Networkdesign!O$6+AA430*Networkdesign!O$8+AB430*Networkdesign!O$9+AC430*Networkdesign!O$10+AD430*Networkdesign!O$11+AE430*Networkdesign!O$12)/1000","v":0},{"$f":"+(Z430*Network!G$76+AA430*Network!I$76+AB430*Network!J$76+AC430*Network!K$76+AD430*Network!L$76+AE430*Network!M$76)","v":0},0,0,0,0,0,0,0,0,0,0,0,0,0,0,0,0,0,0,{"$f":"IF(M430>1,0,BA$8*$W430+S430*Summary!J$391)","v":0},0,0,0,0,0,0,0,0,0,0,0,0,0,0,0,0,{"$f":"Summary!J$83*(+BA430)","v":0},0,0,{"$f":"+IF($M430=2,IF($O430<Summary!$F$383,Summary!$J$398*$L430,$BU$8*$W430),0)","v":0},0,0,0,0,0,0,0,0,{"$f":"+IF(M430=3,IF(O430<Summary!F$383,Summary!J$406*L430,CD$8*W430),0)","v":0},0,0,0,0,0,0,0,0,0,0,0,0,0,0,0,0,0,0,0,0,{"$f":"+IF(#REF!=0,0,(#REF!-#REF!)/#REF!)","v":{"$error":"#REF!"}}]
[86,{"$f":"+SettlementBcons!A382","v":0},{"$f":"+SettlementBcons!CC382","v":0},{"$f":"+SettlementBcons!BN382","v":0},{"$f":"+SettlementBcons!BC382","v":0},"",{"$f":"+SettlementBcons!BU382","v":0},{"$f":"+SettlementBcons!BW382/1000","v":0},0,"default",1,0,3,0,0,null,2000,0,0,0,0,0,0,{"$f":"IF(L435=0,\"\",VLOOKUP($R435/1000,Networkdesign!$R$4:$T$17,3))","v":""},{"$f":"IF(L435=0,0,VLOOKUP($S435/L435/1000,Networkdesign!$R$4:$U$17,4))","v":0},0,0,0,0,0,0,0,{"$f":"+(Z435*Networkdesign!O$6+AA435*Networkdesign!O$8+AB435*Networkdesign!O$9+AC435*Networkdesign!O$10+AD435*Networkdesign!O$11+AE435*Networkdesign!O$12)/1000","v":0},{"$f":"+(Z435*Network!G$76+AA435*Network!I$76+AB435*Network!J$76+AC435*Network!K$76+AD435*Network!L$76+AE435*Network!M$76)","v":0},0,0,0,0,0,0,0,0,0,0,0,0,0,0,0,0,0,0,{"$f":"IF(M435>1,0,BA$8*$W435+S435*Summary!J$391)","v":0},0,0,0,0,0,0,0,0,0,0,0,0,0,0,0,0,{"$f":"Summary!J$83*(+BA435)","v":0},0,0,{"$f":"+IF($M435=2,IF($O435<Summary!$F$383,Summary!$J$398*$L435,$BU$8*$W435),0)","v":0},0,0,0,0,0,0,0,0,{"$f":"+IF(M435=3,IF(O435<Summary!F$383,Summary!J$406*L435,CD$8*W435),0)","v":0},0,0,0,0,0,0,0,0,0,0,0,0,0,0,0,0,0,0,0,0,{"$f":"+IF(#REF!=0,0,(#REF!-#REF!)/#REF!)","v":{"$error":"#REF!"}}]
[91,{"$f":"+SettlementBcons!A387","v":0},{"$f":"+SettlementBcons!CC387","v":0},{"$f":"+SettlementBcons!BN387","v":0},{"$f":"+SettlementBcons!BC387","v":0},"",{"$f":"+SettlementBcons!BU387","v":0},{"$f":"+SettlementBcons!BW387/1000","v":0},0,"default",1,0,3,0,0,null,2000,0,0,0,0,0,0,{"$f":"IF(L440=0,\"\",VLOOKUP($R440/1000,Networkdesign!$R$4:$T$17,3))","v":""},{"$f":"IF(L440=0,0,VLOOKUP($S440/L440/1000,Networkdesign!$R$4:$U$17,4))","v":0},0,0,0,0,0,0,0,{"$f":"+(Z440*Networkdesign!O$6+AA440*Networkdesign!O$8+AB440*Networkdesign!O$9+AC440*Networkdesign!O$10+AD440*Networkdesign!O$11+AE440*Networkdesign!O$12)/1000","v":0},{"$f":"+(Z440*Network!G$76+AA440*Network!I$76+AB440*Network!J$76+AC440*Network!K$76+AD440*Network!L$76+AE440*Network!M$76)","v":0},0,0,0,0,0,0,0,0,0,0,0,0,0,0,0,0,0,0,{"$f":"IF(M440>1,0,BA$8*$W440+S440*Summary!J$391)","v":0},0,0,0,0,0,0,0,0,0,0,0,0,0,0,0,0,{"$f":"Summary!J$83*(+BA440)","v":0},0,0,{"$f":"+IF($M440=2,IF($O440<Summary!$F$383,Summary!$J$398*$L440,$BU$8*$W440),0)","v":0},0,0,0,0,0,0,0,0,{"$f":"+IF(M440=3,IF(O440<Summary!F$383,Summary!J$406*L440,CD$8*W440),0)","v":0},0,0,0,0,0,0,0,0,0,0,0,0,0,0,0,0,0,0,0,0,{"$f":"+IF(#REF!=0,0,(#REF!-#REF!)/#REF!)","v":{"$error":"#REF!"}}]
[96,{"$f":"+SettlementBcons!A392","v":0},{"$f":"+SettlementBcons!CC392","v":0},{"$f":"+SettlementBcons!BN392","v":0},{"$f":"+SettlementBcons!BC392","v":0},"",{"$f":"+SettlementBcons!BU392","v":0},{"$f":"+SettlementBcons!BW392/1000","v":0},0,"default",1,0,3,0,0,null,2000,0,0,0,0,0,0,{"$f":"IF(L445=0,\"\",VLOOKUP($R445/1000,Networkdesign!$R$4:$T$17,3))","v":""},{"$f":"IF(L445=0,0,VLOOKUP($S445/L445/1000,Networkdesign!$R$4:$U$17,4))","v":0},0,0,0,0,0,0,0,{"$f":"+(Z445*Networkdesign!O$6+AA445*Networkdesign!O$8+AB445*Networkdesign!O$9+AC445*Networkdesign!O$10+AD445*Networkdesign!O$11+AE445*Networkdesign!O$12)/1000","v":0},{"$f":"+(Z445*Network!G$76+AA445*Network!I$76+AB445*Network!J$76+AC445*Network!K$76+AD445*Network!L$76+AE445*Network!M$76)","v":0},0,0,0,0,0,0,0,0,0,0,0,0,0,0,0,0,0,0,{"$f":"IF(M445>1,0,BA$8*$W445+S445*Summary!J$391)","v":0},0,0,0,0,0,0,0,0,0,0,0,0,0,0,0,0,{"$f":"Summary!J$83*(+BA445)","v":0},0,0,{"$f":"+IF($M445=2,IF($O445<Summary!$F$383,Summary!$J$398*$L445,$BU$8*$W445),0)","v":0},0,0,0,0,0,0,0,0,{"$f":"+IF(M445=3,IF(O445<Summary!F$383,Summary!J$406*L445,CD$8*W445),0)","v":0},0,0,0,0,0,0,0,0,0,0,0,0,0,0,0,0,0,0,0,0,{"$f":"+IF(#REF!=0,0,(#REF!-#REF!)/#REF!)","v":{"$error":"#REF!"}}]
[97,{"$f":"+SettlementBcons!A393","v":0},{"$f":"+SettlementBcons!CC393","v":0},{"$f":"+SettlementBcons!BN393","v":0},{"$f":"+SettlementBcons!BC393","v":0},"",{"$f":"+SettlementBcons!BU393","v":0},{"$f":"+SettlementBcons!BW393/1000","v":0},0,"default",1,0,3,0,0,null,2000,0,0,0,0,0,0,{"$f":"IF(L446=0,\"\",VLOOKUP($R446/1000,Networkdesign!$R$4:$T$17,3))","v":""},{"$f":"IF(L446=0,0,VLOOKUP($S446/L446/1000,Networkdesign!$R$4:$U$17,4))","v":0},0,0,0,0,0,0,0,{"$f":"+(Z446*Networkdesign!O$6+AA446*Networkdesign!O$8+AB446*Networkdesign!O$9+AC446*Networkdesign!O$10+AD446*Networkdesign!O$11+AE446*Networkdesign!O$12)/1000","v":0},{"$f":"+(Z446*Network!G$76+AA446*Network!I$76+AB446*Network!J$76+AC446*Network!K$76+AD446*Network!L$76+AE446*Network!M$76)","v":0},0,0,0,0,0,0,0,0,0,0,0,0,0,0,0,0,0,0,{"$f":"IF(M446>1,0,BA$8*$W446+S446*Summary!J$391)","v":0},0,0,0,0,0,0,0,0,0,0,0,0,0,0,0,0,{"$f":"Summary!J$83*(+BA446)","v":0},0,0,{"$f":"+IF($M446=2,IF($O446<Summary!$F$383,Summary!$J$398*$L446,$BU$8*$W446),0)","v":0},0,0,0,0,0,0,0,0,{"$f":"+IF(M446=3,IF(O446<Summary!F$383,Summary!J$406*L446,CD$8*W446),0)","v":0},0,0,0,0,0,0,0,0,0,0,0,0,0,0,0,0,0,0,0,0,{"$f":"+IF(#REF!=0,0,(#REF!-#REF!)/#REF!)","v":{"$error":"#REF!"}}]
[103,{"$f":"+SettlementBcons!A399","v":0},{"$f":"+SettlementBcons!CC399","v":0},{"$f":"+SettlementBcons!BN399","v":0},{"$f":"+SettlementBcons!BC399","v":0},"",{"$f":"+SettlementBcons!BU399","v":0},{"$f":"+SettlementBcons!BW399/1000","v":0},0,"default",1,0,3,0,0,null,2000,0,0,0,0,0,0,{"$f":"IF(L452=0,\"\",VLOOKUP($R452/1000,Networkdesign!$R$4:$T$17,3))","v":""},{"$f":"IF(L452=0,0,VLOOKUP($S452/L452/1000,Networkdesign!$R$4:$U$17,4))","v":0},0,0,0,0,0,0,0,{"$f":"+(Z452*Networkdesign!O$6+AA452*Networkdesign!O$8+AB452*Networkdesign!O$9+AC452*Networkdesign!O$10+AD452*Networkdesign!O$11+AE452*Networkdesign!O$12)/1000","v":0},{"$f":"+(Z452*Network!G$76+AA452*Network!I$76+AB452*Network!J$76+AC452*Network!K$76+AD452*Network!L$76+AE452*Network!M$76)","v":0},0,0,0,0,0,0,0,0,0,0,0,0,0,0,0,0,0,0,{"$f":"IF(M452>1,0,BA$8*$W452+S452*Summary!J$391)","v":0},0,0,0,0,0,0,0,0,0,0,0,0,0,0,0,0,{"$f":"Summary!J$83*(+BA452)","v":0},0,0,{"$f":"+IF($M452=2,IF($O452<Summary!$F$383,Summary!$J$398*$L452,$BU$8*$W452),0)","v":0},0,0,0,0,0,0,0,0,{"$f":"+IF(M452=3,IF(O452<Summary!F$383,Summary!J$406*L452,CD$8*W452),0)","v":0},0,0,0,0,0,0,0,0,0,0,0,0,0,0,0,0,0,0,0,0,{"$f":"+IF(#REF!=0,0,(#REF!-#REF!)/#REF!)","v":{"$error":"#REF!"}}]
[6,"[Settlement B] 6",null,null,null,null,null,null,null,null,"",{"$f":"+Summary!H13","v":0},{"$f":"+Summary!G13","v":3},null,null,null,null,null,null,null,null,null,null,null,null,null,null,null,null,null,null,null,null,null,null,null,null,null,null,null,null,null,null,null,null,null,null,null,null,null,null,null,null,null,null,null,null,null,null,null,null,null,null,null,null,null,null,null,null,null,null,null,null,null,null,null,null,null,null,null,null,null,null,null,null,null,null,null,null,null,null,null,null,null,null,null,null,null,null,null,null,null,""]
[5,{"$f":"+SettlementBcons!A404","v":0},{"$f":"+SettlementBcons!CC404","v":0},{"$f":"+SettlementBcons!BN404","v":0},{"$f":"+SettlementBcons!BC404","v":0},"",{"$f":"+SettlementBcons!BU404","v":0},{"$f":"+SettlementBcons!BW404/1000","v":0},0,"default",1,0,3,0,0,null,2000,0,0,0,0,0,0,{"$f":"IF(L460=0,\"\",VLOOKUP($R460/1000,Networkdesign!$R$4:$T$17,3))","v":""},{"$f":"IF(L460=0,0,VLOOKUP($S460/L460/1000,Networkdesign!$R$4:$U$17,4))","v":0},0,0,0,0,0,0,0,{"$f":"+(Z460*Networkdesign!O$6+AA460*Networkdesign!O$8+AB460*Networkdesign!O$9+AC460*Networkdesign!O$10+AD460*Networkdesign!O$11+AE460*Networkdesign!O$12)/1000","v":0},{"$f":"+(Z460*Network!G$76+AA460*Network!I$76+AB460*Network!J$76+AC460*Network!K$76+AD460*Network!L$76+AE460*Network!M$76)","v":0},0,0,0,0,0,0,0,0,0,0,0,0,0,0,0,0,0,0,{"$f":"IF(M460>1,0,BA$8*$W460+S460*Summary!J$391)","v":0},0,0,0,0,0,0,0,0,0,0,0,0,0,0,0,0,{"$f":"Summary!J$83*(+BA460)","v":0},0,0,{"$f":"+IF($M460=2,IF($O460<Summary!$F$383,Summary!$J$398*$L460,$BU$8*$W460),0)","v":0},0,0,0,0,0,0,0,0,{"$f":"+IF(M460=3,IF(O460<Summary!F$383,Summary!J$406*L460,CD$8*W460),0)","v":0},0,0,0,0,0,0,0,0,0,0,0,0,0,0,0,0,0,0,0,0,{"$f":"+IF(#REF!=0,0,(#REF!-#REF!)/#REF!)","v":{"$error":"#REF!"}}]
[6,{"$f":"+SettlementBcons!A405","v":0},{"$f":"+SettlementBcons!CC405","v":0},{"$f":"+SettlementBcons!BN405","v":0},{"$f":"+SettlementBcons!BC405","v":0},"",{"$f":"+SettlementBcons!BU405","v":0},{"$f":"+SettlementBcons!BW405/1000","v":0},0,"default",1,0,3,0,0,null,2000,0,0,0,0,0,0,{"$f":"IF(L461=0,\"\",VLOOKUP($R461/1000,Networkdesign!$R$4:$T$17,3))","v":""},{"$f":"IF(L461=0,0,VLOOKUP($S461/L461/1000,Networkdesign!$R$4:$U$17,4))","v":0},0,0,0,0,0,0,0,{"$f":"+(Z461*Networkdesign!O$6+AA461*Networkdesign!O$8+AB461*Networkdesign!O$9+AC461*Networkdesign!O$10+AD461*Networkdesign!O$11+AE461*Networkdesign!O$12)/1000","v":0},{"$f":"+(Z461*Network!G$76+AA461*Network!I$76+AB461*Network!J$76+AC461*Network!K$76+AD461*Network!L$76+AE461*Network!M$76)","v":0},0,0,0,0,0,0,0,0,0,0,0,0,0,0,0,0,0,0,{"$f":"IF(M461>1,0,BA$8*$W461+S461*Summary!J$391)","v":0},0,0,0,0,0,0,0,0,0,0,0,0,0,0,0,0,{"$f":"Summary!J$83*(+BA461)","v":0},0,0,{"$f":"+IF($M461=2,IF($O461<Summary!$F$383,Summary!$J$398*$L461,$BU$8*$W461),0)","v":0},0,0,0,0,0,0,0,0,{"$f":"+IF(M461=3,IF(O461<Summary!F$383,Summary!J$406*L461,CD$8*W461),0)","v":0},0,0,0,0,0,0,0,0,0,0,0,0,0,0,0,0,0,0,0,0,{"$f":"+IF(#REF!=0,0,(#REF!-#REF!)/#REF!)","v":{"$error":"#REF!"}}]
[11,{"$f":"+SettlementBcons!A410","v":0},{"$f":"+SettlementBcons!CC410","v":0},{"$f":"+SettlementBcons!BN410","v":0},{"$f":"+SettlementBcons!BC410","v":0},"",{"$f":"+SettlementBcons!BU410","v":0},{"$f":"+SettlementBcons!BW410/1000","v":0},0,"default",1,0,3,{"$f":"+L466*G466","v":0},{"$f":"+N466*I466/1000","v":0},null,2000,{"$f":"+G466*I466/Q466","v":0},0,0,0,0,0,{"$f":"IF(L466=0,\"\",VLOOKUP($R466/1000,Networkdesign!$R$4:$T$17,3))","v":""},{"$f":"IF(L466=0,0,VLOOKUP($S466/L466/1000,Networkdesign!$R$4:$U$17,4))","v":0},0,0,0,0,0,0,0,{"$f":"+(Z466*Networkdesign!O$6+AA466*Networkdesign!O$8+AB466*Networkdesign!O$9+AC466*Networkdesign!O$10+AD466*Networkdesign!O$11+AE466*Networkdesign!O$12)/1000","v":0},{"$f":"+(Z466*Network!G$76+AA466*Network!I$76+AB466*Network!J$76+AC466*Network!K$76+AD466*Network!L$76+AE466*Network!M$76)","v":0},0,0,0,0,0,0,0,0,0,0,0,0,0,0,0,0,0,0,{"$f":"IF(M466>1,0,BA$8*$W466+S466*Summary!J$391)","v":0},0,0,0,0,0,0,0,0,0,0,0,0,0,0,0,0,{"$f":"Summary!J$83*(+BA466)","v":0},0,0,{"$f":"+IF($M466=2,IF($O466<Summary!$F$383,Summary!$J$398*$L466,$BU$8*$W466),0)","v":0},0,0,0,0,0,0,0,0,{"$f":"+IF(M466=3,IF(O466<Summary!F$383,Summary!J$406*L466,CD$8*W466),0)","v":0},0,0,0,0,0,0,0,0,0,0,0,0,0,0,0,0,0,0,0,0,{"$f":"+IF(#REF!=0,0,(#REF!-#REF!)/#REF!)","v":{"$error":"#REF!"}}]
[16,{"$f":"+SettlementBcons!A415","v":0},{"$f":"+SettlementBcons!CC415","v":0},{"$f":"+SettlementBcons!BN415","v":0},{"$f":"+SettlementBcons!BC415","v":0},"",{"$f":"+SettlementBcons!BU415","v":0},{"$f":"+SettlementBcons!BW415/1000","v":0},0,"default",1,0,3,0,0,null,2000,0,0,0,0,0,0,{"$f":"IF(L471=0,\"\",VLOOKUP($R471/1000,Networkdesign!$R$4:$T$17,3))","v":""},{"$f":"IF(L471=0,0,VLOOKUP($S471/L471/1000,Networkdesign!$R$4:$U$17,4))","v":0},0,0,0,0,0,0,0,{"$f":"+(Z471*Networkdesign!O$6+AA471*Networkdesign!O$8+AB471*Networkdesign!O$9+AC471*Networkdesign!O$10+AD471*Networkdesign!O$11+AE471*Networkdesign!O$12)/1000","v":0},{"$f":"+(Z471*Network!G$76+AA471*Network!I$76+AB471*Network!J$76+AC471*Network!K$76+AD471*Network!L$76+AE471*Network!M$76)","v":0},0,0,0,0,0,0,0,0,0,0,0,0,0,0,0,0,0,0,{"$f":"IF(M471>1,0,BA$8*$W471+S471*Summary!J$391)","v":0},0,0,0,0,0,0,0,0,0,0,0,0,0,0,0,0,{"$f":"Summary!J$83*(+BA471)","v":0},0,0,{"$f":"+IF($M471=2,IF($O471<Summary!$F$383,Summary!$J$398*$L471,$BU$8*$W471),0)","v":0},0,0,0,0,0,0,0,0,{"$f":"+IF(M471=3,IF(O471<Summary!F$383,Summary!J$406*L471,CD$8*W471),0)","v":0},0,0,0,0,0,0,0,0,0,0,0,0,0,0,0,0,0,0,0,0,{"$f":"+IF(#REF!=0,0,(#REF!-#REF!)/#REF!)","v":{"$error":"#REF!"}}]
[20,{"$f":"+SettlementBcons!A419","v":0},{"$f":"+SettlementBcons!CC419","v":0},{"$f":"+SettlementBcons!BN419","v":0},{"$f":"+SettlementBcons!BC419","v":0},"",{"$f":"+SettlementBcons!BU419","v":0},{"$f":"+SettlementBcons!BW419/1000","v":0},0,"default",1,0,3,0,0,null,2000,0,0,0,0,0,0,{"$f":"IF(L475=0,\"\",VLOOKUP($R475/1000,Networkdesign!$R$4:$T$17,3))","v":""},{"$f":"IF(L475=0,0,VLOOKUP($S475/L475/1000,Networkdesign!$R$4:$U$17,4))","v":0},0,0,0,0,0,0,0,{"$f":"+(Z475*Networkdesign!O$6+AA475*Networkdesign!O$8+AB475*Networkdesign!O$9+AC475*Networkdesign!O$10+AD475*Networkdesign!O$11+AE475*Networkdesign!O$12)/1000","v":0},{"$f":"+(Z475*Network!G$76+AA475*Network!I$76+AB475*Network!J$76+AC475*Network!K$76+AD475*Network!L$76+AE475*Network!M$76)","v":0},0,0,0,0,0,0,0,0,0,0,0,0,0,0,0,0,0,0,{"$f":"IF(M475>1,0,BA$8*$W475+S475*Summary!J$391)","v":0},0,0,0,0,0,0,0,0,0,0,0,0,0,0,0,0,{"$f":"Summary!J$83*(+BA475)","v":0},0,0,{"$f":"+IF($M475=2,IF($O475<Summary!$F$383,Summary!$J$398*$L475,$BU$8*$W475),0)","v":0},0,0,0,0,0,0,0,0,{"$f":"+IF(M475=3,IF(O475<Summary!F$383,Summary!J$406*L475,CD$8*W475),0)","v":0},0,0,0,0,0,0,0,0,0,0,0,0,0,0,0,0,0,0,0,0,{"$f":"+IF(#REF!=0,0,(#REF!-#REF!)/#REF!)","v":{"$error":"#REF!"}}]
[21,{"$f":"+SettlementBcons!A420","v":0},{"$f":"+SettlementBcons!CC420","v":0},{"$f":"+SettlementBcons!BN420","v":0},{"$f":"+SettlementBcons!BC420","v":0},"",{"$f":"+SettlementBcons!BU420","v":0},{"$f":"+SettlementBcons!BW420/1000","v":0},0,"default",1,0,3,0,0,null,2000,0,0,0,0,0,0,{"$f":"IF(L476=0,\"\",VLOOKUP($R476/1000,Networkdesign!$R$4:$T$17,3))","v":""},{"$f":"IF(L476=0,0,VLOOKUP($S476/L476/1000,Networkdesign!$R$4:$U$17,4))","v":0},0,0,0,0,0,0,0,{"$f":"+(Z476*Networkdesign!O$6+AA476*Networkdesign!O$8+AB476*Networkdesign!O$9+AC476*Networkdesign!O$10+AD476*Networkdesign!O$11+AE476*Networkdesign!O$12)/1000","v":0},{"$f":"+(Z476*Network!G$76+AA476*Network!I$76+AB476*Network!J$76+AC476*Network!K$76+AD476*Network!L$76+AE476*Network!M$76)","v":0},0,0,0,0,0,0,0,0,0,0,0,0,0,0,0,0,0,0,{"$f":"IF(M476>1,0,BA$8*$W476+S476*Summary!J$391)","v":0},0,0,0,0,0,0,0,0,0,0,0,0,0,0,0,0,{"$f":"Summary!J$83*(+BA476)","v":0},0,0,{"$f":"+IF($M476=2,IF($O476<Summary!$F$383,Summary!$J$398*$L476,$BU$8*$W476),0)","v":0},0,0,0,0,0,0,0,0,{"$f":"+IF(M476=3,IF(O476<Summary!F$383,Summary!J$406*L476,CD$8*W476),0)","v":0},0,0,0,0,0,0,0,0,0,0,0,0,0,0,0,0,0,0,0,0,{"$f":"+IF(#REF!=0,0,(#REF!-#REF!)/#REF!)","v":{"$error":"#REF!"}}]
[26,{"$f":"+SettlementBcons!A425","v":0},{"$f":"+SettlementBcons!CC425","v":0},{"$f":"+SettlementBcons!BN425","v":0},{"$f":"+SettlementBcons!BC425","v":0},"",{"$f":"+SettlementBcons!BU425","v":0},{"$f":"+SettlementBcons!BW425/1000","v":0},0,"default",1,0,3,0,0,null,2000,0,0,0,0,0,0,{"$f":"IF(L481=0,\"\",VLOOKUP($R481/1000,Networkdesign!$R$4:$T$17,3))","v":""},{"$f":"IF(L481=0,0,VLOOKUP($S481/L481/1000,Networkdesign!$R$4:$U$17,4))","v":0},0,0,0,0,0,0,0,{"$f":"+(Z481*Networkdesign!O$6+AA481*Networkdesign!O$8+AB481*Networkdesign!O$9+AC481*Networkdesign!O$10+AD481*Networkdesign!O$11+AE481*Networkdesign!O$12)/1000","v":0},{"$f":"+(Z481*Network!G$76+AA481*Network!I$76+AB481*Network!J$76+AC481*Network!K$76+AD481*Network!L$76+AE481*Network!M$76)","v":0},0,0,0,0,0,0,0,0,0,0,0,0,0,0,0,0,0,0,{"$f":"IF(M481>1,0,BA$8*$W481+S481*Summary!J$391)","v":0},0,0,0,0,0,0,0,0,0,0,0,0,0,0,0,0,{"$f":"Summary!J$83*(+BA481)","v":0},0,0,{"$f":"+IF($M481=2,IF($O481<Summary!$F$383,Summary!$J$398*$L481,$BU$8*$W481),0)","v":0},0,0,0,0,0,0,0,0,{"$f":"+IF(M481=3,IF(O481<Summary!F$383,Summary!J$406*L481,CD$8*W481),0)","v":0},0,0,0,0,0,0,0,0,0,0,0,0,0,0,0,0,0,0,0,0,{"$f":"+IF(#REF!=0,0,(#REF!-#REF!)/#REF!)","v":{"$error":"#REF!"}}]
[31,{"$f":"+SettlementBcons!A430","v":0},{"$f":"+SettlementBcons!CC430","v":0},{"$f":"+SettlementBcons!BN430","v":0},{"$f":"+SettlementBcons!BC430","v":0},"",{"$f":"+SettlementBcons!BU430","v":0},{"$f":"+SettlementBcons!BW430/1000","v":0},0,"default",1,0,3,0,0,null,2000,0,0,0,0,0,0,{"$f":"IF(L486=0,\"\",VLOOKUP($R486/1000,Networkdesign!$R$4:$T$17,3))","v":""},{"$f":"IF(L486=0,0,VLOOKUP($S486/L486/1000,Networkdesign!$R$4:$U$17,4))","v":0},0,0,0,0,0,0,0,{"$f":"+(Z486*Networkdesign!O$6+AA486*Networkdesign!O$8+AB486*Networkdesign!O$9+AC486*Networkdesign!O$10+AD486*Networkdesign!O$11+AE486*Networkdesign!O$12)/1000","v":0},{"$f":"+(Z486*Network!G$76+AA486*Network!I$76+AB486*Network!J$76+AC486*Network!K$76+AD486*Network!L$76+AE486*Network!M$76)","v":0},0,0,0,0,0,0,0,0,0,0,0,0,0,0,0,0,0,0,{"$f":"IF(M486>1,0,BA$8*$W486+S486*Summary!J$391)","v":0},0,0,0,0,0,0,0,0,0,0,0,0,0,0,0,0,{"$f":"Summary!J$83*(+BA486)","v":0},0,0,{"$f":"+IF($M486=2,IF($O486<Summary!$F$383,Summary!$J$398*$L486,$BU$8*$W486),0)","v":0},0,0,0,0,0,0,0,0,{"$f":"+IF(M486=3,IF(O486<Summary!F$383,Summary!J$406*L486,CD$8*W486),0)","v":0},0,0,0,0,0,0,0,0,0,0,0,0,0,0,0,0,0,0,0,0,{"$f":"+IF(#REF!=0,0,(#REF!-#REF!)/#REF!)","v":{"$error":"#REF!"}}]
[36,{"$f":"+SettlementBcons!A435","v":0},{"$f":"+SettlementBcons!CC435","v":0},{"$f":"+SettlementBcons!BN435","v":0},{"$f":"+SettlementBcons!BC435","v":0},"",{"$f":"+SettlementBcons!BU435","v":0},{"$f":"+SettlementBcons!BW435/1000","v":0},0,"default",1,0,3,0,0,null,2000,0,0,0,0,0,0,{"$f":"IF(L491=0,\"\",VLOOKUP($R491/1000,Networkdesign!$R$4:$T$17,3))","v":""},{"$f":"IF(L491=0,0,VLOOKUP($S491/L491/1000,Networkdesign!$R$4:$U$17,4))","v":0},0,0,0,{"$f":"($Y491=AC$7)*AC$8*$L491","v":0},0,0,0,{"$f":"+(Z491*Networkdesign!O$6+AA491*Networkdesign!O$8+AB491*Networkdesign!O$9+AC491*Networkdesign!O$10+AD491*Networkdesign!O$11+AE491*Networkdesign!O$12)/1000","v":0},{"$f":"+(Z491*Network!G$76+AA491*Network!I$76+AB491*Network!J$76+AC491*Network!K$76+AD491*Network!L$76+AE491*Network!M$76)","v":0},0,0,0,0,0,0,0,0,0,0,0,0,0,0,0,0,0,0,{"$f":"IF(M491>1,0,BA$8*$W491+S491*Summary!J$391)","v":0},0,0,0,0,0,0,0,0,0,0,0,0,0,0,0,0,{"$f":"Summary!J$83*(+BA491)","v":0},0,0,{"$f":"+IF($M491=2,IF($O491<Summary!$F$383,Summary!$J$398*$L491,$BU$8*$W491),0)","v":0},0,0,0,0,0,0,0,0,{"$f":"+IF(M491=3,IF(O491<Summary!F$383,Summary!J$406*L491,CD$8*W491),0)","v":0},0,0,0,0,0,0,0,0,0,0,0,0,0,0,0,0,0,0,0,0,{"$f":"+IF(#REF!=0,0,(#REF!-#REF!)/#REF!)","v":{"$error":"#REF!"}}]
[38,{"$f":"+SettlementBcons!A437","v":0},{"$f":"+SettlementBcons!CC437","v":0},{"$f":"+SettlementBcons!BN437","v":0},{"$f":"+SettlementBcons!BC437","v":0},"",{"$f":"+SettlementBcons!BU437","v":0},{"$f":"+SettlementBcons!BW437/1000","v":0},0,"default",1,0,3,0,0,null,2000,0,0,0,0,0,0,{"$f":"IF(L493=0,\"\",VLOOKUP($R493/1000,Networkdesign!$R$4:$T$17,3))","v":""},{"$f":"IF(L493=0,0,VLOOKUP($S493/L493/1000,Networkdesign!$R$4:$U$17,4))","v":0},0,0,0,0,0,0,0,{"$f":"+(Z493*Networkdesign!O$6+AA493*Networkdesign!O$8+AB493*Networkdesign!O$9+AC493*Networkdesign!O$10+AD493*Networkdesign!O$11+AE493*Networkdesign!O$12)/1000","v":0},{"$f":"+(Z493*Network!G$76+AA493*Network!I$76+AB493*Network!J$76+AC493*Network!K$76+AD493*Network!L$76+AE493*Network!M$76)","v":0},0,0,0,0,0,0,0,0,0,0,0,0,0,0,0,0,0,0,{"$f":"IF(M493>1,0,BA$8*$W493+S493*Summary!J$391)","v":0},0,0,0,0,0,0,0,0,0,0,0,0,0,0,0,0,{"$f":"Summary!J$83*(+BA493)","v":0},0,0,{"$f":"+IF($M493=2,IF($O493<Summary!$F$383,Summary!$J$398*$L493,$BU$8*$W493),0)","v":0},0,0,0,0,0,0,0,0,{"$f":"+IF(M493=3,IF(O493<Summary!F$383,Summary!J$406*L493,CD$8*W493),0)","v":0},0,0,0,0,0,0,0,0,0,0,0,0,0,0,0,0,0,0,0,0,{"$f":"+IF(#REF!=0,0,(#REF!-#REF!)/#REF!)","v":{"$error":"#REF!"}}]
[41,{"$f":"+SettlementBcons!A440","v":0},{"$f":"+SettlementBcons!CC440","v":0},{"$f":"+SettlementBcons!BN440","v":0},{"$f":"+SettlementBcons!BC440","v":0},"",{"$f":"+SettlementBcons!BU440","v":0},{"$f":"+SettlementBcons!BW440/1000","v":0},0,"default",1,0,3,0,0,null,2000,0,0,0,0,0,0,{"$f":"IF(L496=0,\"\",VLOOKUP($R496/1000,Networkdesign!$R$4:$T$17,3))","v":""},{"$f":"IF(L496=0,0,VLOOKUP($S496/L496/1000,Networkdesign!$R$4:$U$17,4))","v":0},0,0,0,0,0,0,0,{"$f":"+(Z496*Networkdesign!O$6+AA496*Networkdesign!O$8+AB496*Networkdesign!O$9+AC496*Networkdesign!O$10+AD496*Networkdesign!O$11+AE496*Networkdesign!O$12)/1000","v":0},{"$f":"+(Z496*Network!G$76+AA496*Network!I$76+AB496*Network!J$76+AC496*Network!K$76+AD496*Network!L$76+AE496*Network!M$76)","v":0},0,0,0,0,0,0,0,0,0,0,0,0,0,0,0,0,0,0,{"$f":"IF(M496>1,0,BA$8*$W496+S496*Summary!J$391)","v":0},0,0,0,0,0,0,0,0,0,0,0,0,0,0,0,0,{"$f":"Summary!J$83*(+BA496)","v":0},0,0,{"$f":"+IF($M496=2,IF($O496<Summary!$F$383,Summary!$J$398*$L496,$BU$8*$W496),0)","v":0},0,0,0,0,0,0,0,0,{"$f":"+IF(M496=3,IF(O496<Summary!F$383,Summary!J$406*L496,CD$8*W496),0)","v":0},0,0,0,0,0,0,0,0,0,0,0,0,0,0,0,0,0,0,0,0,{"$f":"+IF(#REF!=0,0,(#REF!-#REF!)/#REF!)","v":{"$error":"#REF!"}}]
[46,{"$f":"+SettlementBcons!A445","v":0},{"$f":"+SettlementBcons!CC445","v":0},{"$f":"+SettlementBcons!BN445","v":0},{"$f":"+SettlementBcons!BC445","v":0},"",{"$f":"+SettlementBcons!BU445","v":0},{"$f":"+SettlementBcons!BW445/1000","v":0},0,"default",1,0,3,0,0,null,2000,0,0,0,0,0,0,{"$f":"IF(L501=0,\"\",VLOOKUP($R501/1000,Networkdesign!$R$4:$T$17,3))","v":""},{"$f":"IF(L501=0,0,VLOOKUP($S501/L501/1000,Networkdesign!$R$4:$U$17,4))","v":0},0,0,0,0,0,0,0,{"$f":"+(Z501*Networkdesign!O$6+AA501*Networkdesign!O$8+AB501*Networkdesign!O$9+AC501*Networkdesign!O$10+AD501*Networkdesign!O$11+AE501*Networkdesign!O$12)/1000","v":0},{"$f":"+(Z501*Network!G$76+AA501*Network!I$76+AB501*Network!J$76+AC501*Network!K$76+AD501*Network!L$76+AE501*Network!M$76)","v":0},0,0,0,0,0,0,0,0,0,0,0,0,0,0,0,0,0,0,{"$f":"IF(M501>1,0,BA$8*$W501+S501*Summary!J$391)","v":0},0,0,0,0,0,0,0,0,0,0,0,0,0,0,0,0,{"$f":"Summary!J$83*(+BA501)","v":0},0,0,{"$f":"+IF($M501=2,IF($O501<Summary!$F$383,Summary!$J$398*$L501,$BU$8*$W501),0)","v":0},0,0,0,0,0,0,0,0,{"$f":"+IF(M501=3,IF(O501<Summary!F$383,Summary!J$406*L501,CD$8*W501),0)","v":0},0,0,0,0,0,0,0,0,0,0,0,0,0,0,0,0,0,0,0,0,{"$f":"+IF(#REF!=0,0,(#REF!-#REF!)/#REF!)","v":{"$error":"#REF!"}}]
[51,{"$f":"+SettlementBcons!A450","v":0},{"$f":"+SettlementBcons!CC450","v":0},{"$f":"+SettlementBcons!BN450","v":0},{"$f":"+SettlementBcons!BC450","v":0},"",{"$f":"+SettlementBcons!BU450","v":0},{"$f":"+SettlementBcons!BW450/1000","v":0},0,"default",1,0,3,0,0,null,2000,0,0,0,0,0,0,{"$f":"IF(L506=0,\"\",VLOOKUP($R506/1000,Networkdesign!$R$4:$T$17,3))","v":""},{"$f":"IF(L506=0,0,VLOOKUP($S506/L506/1000,Networkdesign!$R$4:$U$17,4))","v":0},0,0,0,0,0,0,0,{"$f":"+(Z506*Networkdesign!O$6+AA506*Networkdesign!O$8+AB506*Networkdesign!O$9+AC506*Networkdesign!O$10+AD506*Networkdesign!O$11+AE506*Networkdesign!O$12)/1000","v":0},{"$f":"+(Z506*Network!G$76+AA506*Network!I$76+AB506*Network!J$76+AC506*Network!K$76+AD506*Network!L$76+AE506*Network!M$76)","v":0},0,0,0,0,0,0,0,0,0,0,0,0,0,0,0,0,0,0,{"$f":"IF(M506>1,0,BA$8*$W506+S506*Summary!J$391)","v":0},0,0,0,0,0,0,0,0,0,0,0,0,0,0,0,0,{"$f":"Summary!J$83*(+BA506)","v":0},0,0,{"$f":"+IF($M506=2,IF($O506<Summary!$F$383,Summary!$J$398*$L506,$BU$8*$W506),0)","v":0},0,0,0,0,0,0,0,0,{"$f":"+IF(M506=3,IF(O506<Summary!F$383,Summary!J$406*L506,CD$8*W506),0)","v":0},0,0,0,0,0,0,0,0,0,0,0,0,0,0,0,0,0,0,0,0,{"$f":"+IF(#REF!=0,0,(#REF!-#REF!)/#REF!)","v":{"$error":"#REF!"}}]
[52,{"$f":"+SettlementBcons!A451","v":0},{"$f":"+SettlementBcons!CC451","v":0},{"$f":"+SettlementBcons!BN451","v":0},{"$f":"+SettlementBcons!BC451","v":0},"",{"$f":"+SettlementBcons!BU451","v":0},{"$f":"+SettlementBcons!BW451/1000","v":0},0,"default",1,0,3,0,0,null,2000,0,0,0,0,0,0,{"$f":"IF(L507=0,\"\",VLOOKUP($R507/1000,Networkdesign!$R$4:$T$17,3))","v":""},{"$f":"IF(L507=0,0,VLOOKUP($S507/L507/1000,Networkdesign!$R$4:$U$17,4))","v":0},0,0,0,0,0,0,0,{"$f":"+(Z507*Networkdesign!O$6+AA507*Networkdesign!O$8+AB507*Networkdesign!O$9+AC507*Networkdesign!O$10+AD507*Networkdesign!O$11+AE507*Networkdesign!O$12)/1000","v":0},{"$f":"+(Z507*Network!G$76+AA507*Network!I$76+AB507*Network!J$76+AC507*Network!K$76+AD507*Network!L$76+AE507*Network!M$76)","v":0},0,0,0,0,0,0,0,0,0,0,0,0,0,0,0,0,0,0,{"$f":"IF(M507>1,0,BA$8*$W507+S507*Summary!J$391)","v":0},0,0,0,0,0,0,0,0,0,0,0,0,0,0,0,0,{"$f":"Summary!J$83*(+BA507)","v":0},0,0,{"$f":"+IF($M507=2,IF($O507<Summary!$F$383,Summary!$J$398*$L507,$BU$8*$W507),0)","v":0},0,0,0,0,0,0,0,0,{"$f":"+IF(M507=3,IF(O507<Summary!F$383,Summary!J$406*L507,CD$8*W507),0)","v":0},0,0,0,0,0,0,0,0,0,0,0,0,0,0,0,0,0,0,0,0,{"$f":"+IF(#REF!=0,0,(#REF!-#REF!)/#REF!)","v":{"$error":"#REF!"}}]
[57,{"$f":"+SettlementBcons!A456","v":0},{"$f":"+SettlementBcons!CC456","v":0},{"$f":"+SettlementBcons!BN456","v":0},{"$f":"+SettlementBcons!BC456","v":0},"",{"$f":"+SettlementBcons!BU456","v":0},{"$f":"+SettlementBcons!BW456/1000","v":0},0,"default",1,0,3,0,0,null,2000,0,0,0,0,0,0,{"$f":"IF(L512=0,\"\",VLOOKUP($R512/1000,Networkdesign!$R$4:$T$17,3))","v":""},{"$f":"IF(L512=0,0,VLOOKUP($S512/L512/1000,Networkdesign!$R$4:$U$17,4))","v":0},0,0,0,0,0,0,0,{"$f":"+(Z512*Networkdesign!O$6+AA512*Networkdesign!O$8+AB512*Networkdesign!O$9+AC512*Networkdesign!O$10+AD512*Networkdesign!O$11+AE512*Networkdesign!O$12)/1000","v":0},{"$f":"+(Z512*Network!G$76+AA512*Network!I$76+AB512*Network!J$76+AC512*Network!K$76+AD512*Network!L$76+AE512*Network!M$76)","v":0},0,0,0,{"$f":"IF($L512=0,0,IF($O512/$L512<AL$4,IF($O512/$L512<AL$3,0,$O512/$L512-AL$3),AL$4-AL$3)*$L512)","v":0},0,0,0,0,0,0,0,0,0,0,0,0,0,0,{"$f":"IF(M512>1,0,BA$8*$W512+S512*Summary!J$391)","v":0},0,0,0,0,0,0,0,0,0,0,0,0,0,0,0,0,{"$f":"Summary!J$83*(+BA512)","v":0},0,0,{"$f":"+IF($M512=2,IF($O512<Summary!$F$383,Summary!$J$398*$L512,$BU$8*$W512),0)","v":0},0,0,0,0,0,0,0,0,{"$f":"+IF(M512=3,IF(O512<Summary!F$383,Summary!J$406*L512,CD$8*W512),0)","v":0},0,0,0,0,0,0,0,0,0,0,0,0,0,0,0,0,0,0,0,0,{"$f":"+IF(#REF!=0,0,(#REF!-#REF!)/#REF!)","v":{"$error":"#REF!"}}]
[60,{"$f":"+SettlementBcons!A459","v":0},{"$f":"+SettlementBcons!CC459","v":0},{"$f":"+SettlementBcons!BN459","v":0},{"$f":"+SettlementBcons!BC459","v":0},"",{"$f":"+SettlementBcons!BU459","v":0},{"$f":"+SettlementBcons!BW459/1000","v":0},0,"default",1,0,3,0,0,null,2000,0,0,0,0,0,0,{"$f":"IF(L515=0,\"\",VLOOKUP($R515/1000,Networkdesign!$R$4:$T$17,3))","v":""},{"$f":"IF(L515=0,0,VLOOKUP($S515/L515/1000,Networkdesign!$R$4:$U$17,4))","v":0},0,0,0,0,0,0,0,{"$f":"+(Z515*Networkdesign!O$6+AA515*Networkdesign!O$8+AB515*Networkdesign!O$9+AC515*Networkdesign!O$10+AD515*Networkdesign!O$11+AE515*Networkdesign!O$12)/1000","v":0},{"$f":"+(Z515*Network!G$76+AA515*Network!I$76+AB515*Network!J$76+AC515*Network!K$76+AD515*Network!L$76+AE515*Network!M$76)","v":0},0,0,0,0,0,0,0,0,0,0,0,0,0,0,0,0,0,0,{"$f":"IF(M515>1,0,BA$8*$W515+S515*Summary!J$391)","v":0},0,0,0,0,0,0,0,0,0,0,0,0,0,0,0,0,{"$f":"Summary!J$83*(+BA515)","v":0},0,0,{"$f":"+IF($M515=2,IF($O515<Summary!$F$383,Summary!$J$398*$L515,$BU$8*$W515),0)","v":0},0,0,0,0,0,0,0,0,{"$f":"+IF(M515=3,IF(O515<Summary!F$383,Summary!J$406*L515,CD$8*W515),0)","v":0},0,0,0,0,0,0,0,0,0,0,0,0,0,0,0,0,0,0,0,0,{"$f":"+IF(#REF!=0,0,(#REF!-#REF!)/#REF!)","v":{"$error":"#REF!"}}]
[66,{"$f":"+SettlementBcons!A465","v":0},{"$f":"+SettlementBcons!CC465","v":0},{"$f":"+SettlementBcons!BN465","v":0},{"$f":"+SettlementBcons!BC465","v":0},"",{"$f":"+SettlementBcons!BU465","v":0},{"$f":"+SettlementBcons!BW465/1000","v":0},0,"default",1,0,3,0,0,null,2000,0,0,0,0,0,0,{"$f":"IF(L521=0,\"\",VLOOKUP($R521/1000,Networkdesign!$R$4:$T$17,3))","v":""},{"$f":"IF(L521=0,0,VLOOKUP($S521/L521/1000,Networkdesign!$R$4:$U$17,4))","v":0},0,0,0,0,0,0,0,{"$f":"+(Z521*Networkdesign!O$6+AA521*Networkdesign!O$8+AB521*Networkdesign!O$9+AC521*Networkdesign!O$10+AD521*Networkdesign!O$11+AE521*Networkdesign!O$12)/1000","v":0},{"$f":"+(Z521*Network!G$76+AA521*Network!I$76+AB521*Network!J$76+AC521*Network!K$76+AD521*Network!L$76+AE521*Network!M$76)","v":0},0,0,0,0,0,0,0,0,0,0,0,0,0,0,0,0,0,0,{"$f":"IF(M521>1,0,BA$8*$W521+S521*Summary!J$391)","v":0},0,0,0,0,0,0,0,0,0,0,0,0,0,0,0,0,{"$f":"Summary!J$83*(+BA521)","v":0},0,0,{"$f":"+IF($M521=2,IF($O521<Summary!$F$383,Summary!$J$398*$L521,$BU$8*$W521),0)","v":0},0,0,0,0,0,0,0,0,{"$f":"+IF(M521=3,IF(O521<Summary!F$383,Summary!J$406*L521,CD$8*W521),0)","v":0},0,0,0,0,0,0,0,0,0,0,0,0,0,0,0,0,0,0,0,0,{"$f":"+IF(#REF!=0,0,(#REF!-#REF!)/#REF!)","v":{"$error":"#REF!"}}]
[67,{"$f":"+SettlementBcons!A466","v":0},{"$f":"+SettlementBcons!CC466","v":0},{"$f":"+SettlementBcons!BN466","v":0},{"$f":"+SettlementBcons!BC466","v":0},"",{"$f":"+SettlementBcons!BU466","v":0},{"$f":"+SettlementBcons!BW466/1000","v":0},0,"default",1,0,3,0,0,null,2000,0,0,0,0,0,0,{"$f":"IF(L522=0,\"\",VLOOKUP($R522/1000,Networkdesign!$R$4:$T$17,3))","v":""},{"$f":"IF(L522=0,0,VLOOKUP($S522/L522/1000,Networkdesign!$R$4:$U$17,4))","v":0},0,0,0,0,0,0,0,{"$f":"+(Z522*Networkdesign!O$6+AA522*Networkdesign!O$8+AB522*Networkdesign!O$9+AC522*Networkdesign!O$10+AD522*Networkdesign!O$11+AE522*Networkdesign!O$12)/1000","v":0},{"$f":"+(Z522*Network!G$76+AA522*Network!I$76+AB522*Network!J$76+AC522*Network!K$76+AD522*Network!L$76+AE522*Network!M$76)","v":0},0,0,0,0,0,0,0,0,0,0,0,0,0,0,0,0,0,0,{"$f":"IF(M522>1,0,BA$8*$W522+S522*Summary!J$391)","v":0},0,0,0,0,0,0,0,0,0,0,0,0,0,0,0,0,{"$f":"Summary!J$83*(+BA522)","v":0},0,0,{"$f":"+IF($M522=2,IF($O522<Summary!$F$383,Summary!$J$398*$L522,$BU$8*$W522),0)","v":0},0,0,0,0,0,0,0,0,{"$f":"+IF(M522=3,IF(O522<Summary!F$383,Summary!J$406*L522,CD$8*W522),0)","v":0},0,0,0,0,0,0,0,0,0,0,0,0,0,0,0,0,0,0,0,0,{"$f":"+IF(#REF!=0,0,(#REF!-#REF!)/#REF!)","v":{"$error":"#REF!"}}]
[72,{"$f":"+SettlementBcons!A471","v":0},{"$f":"+SettlementBcons!CC471","v":0},{"$f":"+SettlementBcons!BN471","v":0},{"$f":"+SettlementBcons!BC471","v":0},"",{"$f":"+SettlementBcons!BU471","v":0},{"$f":"+SettlementBcons!BW471/1000","v":0},0,"default",1,0,3,0,0,null,2000,0,0,0,0,0,0,{"$f":"IF(L527=0,\"\",VLOOKUP($R527/1000,Networkdesign!$R$4:$T$17,3))","v":""},{"$f":"IF(L527=0,0,VLOOKUP($S527/L527/1000,Networkdesign!$R$4:$U$17,4))","v":0},0,0,0,0,0,0,0,{"$f":"+(Z527*Networkdesign!O$6+AA527*Networkdesign!O$8+AB527*Networkdesign!O$9+AC527*Networkdesign!O$10+AD527*Networkdesign!O$11+AE527*Networkdesign!O$12)/1000","v":0},{"$f":"+(Z527*Network!G$76+AA527*Network!I$76+AB527*Network!J$76+AC527*Network!K$76+AD527*Network!L$76+AE527*Network!M$76)","v":0},0,0,0,0,0,0,0,0,0,0,0,0,0,0,0,0,0,0,{"$f":"IF(M527>1,0,BA$8*$W527+S527*Summary!J$391)","v":0},0,0,0,0,0,0,0,0,0,0,0,0,0,0,0,0,{"$f":"Summary!J$83*(+BA527)","v":0},0,0,{"$f":"+IF($M527=2,IF($O527<Summary!$F$383,Summary!$J$398*$L527,$BU$8*$W527),0)","v":0},0,0,0,0,0,0,0,0,{"$f":"+IF(M527=3,IF(O527<Summary!F$383,Summary!J$406*L527,CD$8*W527),0)","v":0},0,0,0,0,0,0,0,0,0,0,0,0,0,0,0,0,0,0,0,0,{"$f":"+IF(#REF!=0,0,(#REF!-#REF!)/#REF!)","v":{"$error":"#REF!"}}]
[]
[4,{"$f":"+SettlementBcons!A478","v":0},{"$f":"+SettlementBcons!CC478","v":0},{"$f":"+SettlementBcons!BN478","v":0},{"$f":"+SettlementBcons!BC478","v":0},"",{"$f":"+SettlementBcons!BU478","v":0},{"$f":"+SettlementBcons!BW478/1000","v":0},0,"default",1,0,3,0,0,null,2000,0,0,0,0,0,0,{"$f":"IF(L537=0,\"\",VLOOKUP($R537/1000,Networkdesign!$R$4:$T$17,3))","v":""},{"$f":"IF(L537=0,0,VLOOKUP($S537/L537/1000,Networkdesign!$R$4:$U$17,4))","v":0},0,0,0,0,0,0,0,{"$f":"+(Z537*Networkdesign!O$6+AA537*Networkdesign!O$8+AB537*Networkdesign!O$9+AC537*Networkdesign!O$10+AD537*Networkdesign!O$11+AE537*Networkdesign!O$12)/1000","v":0},{"$f":"+(Z537*Network!G$76+AA537*Network!I$76+AB537*Network!J$76+AC537*Network!K$76+AD537*Network!L$76+AE537*Network!M$76)","v":0},0,0,0,0,0,0,0,0,0,0,0,0,0,0,0,0,0,0,{"$f":"IF(M537>1,0,BA$8*$W537+S537*Summary!J$391)","v":0},0,0,0,0,0,0,0,0,0,0,0,0,0,0,0,0,{"$f":"Summary!J$83*(+BA537)","v":0},0,0,{"$f":"+IF($M537=2,IF($O537<Summary!$F$383,Summary!$J$398*$L537,$BU$8*$W537),0)","v":0},0,0,0,0,0,0,0,0,{"$f":"+IF(M537=3,IF(O537<Summary!F$383,Summary!J$406*L537,CD$8*W537),0)","v":0},0,0,0,0,0,0,0,0,0,0,0,0,0,0,0,0,0,0,0,0,{"$f":"+IF(#REF!=0,0,(#REF!-#REF!)/#REF!)","v":{"$error":"#REF!"}}]
[7,{"$f":"+SettlementBcons!A481","v":0},{"$f":"+SettlementBcons!CC481","v":0},{"$f":"+SettlementBcons!BN481","v":0},{"$f":"+SettlementBcons!BC481","v":0},"",{"$f":"+SettlementBcons!BU481","v":0},{"$f":"+SettlementBcons!BW481/1000","v":0},0,"default",1,{"$f":"+K540*L$533","v":0},3,{"$f":"+L540*G540","v":0},{"$f":"+N540*I540/1000","v":0},null,{"$f":"+IF(P540>0,P540,Q$7)","v":2000},{"$f":"+G540*I540/Q540","v":0},{"$f":"+O540/Q540*1000","v":0},{"$f":"+AH540*T$28","v":0},{"$f":"+W540*U$28","v":0},{"$f":"SUM(T540:U540)","v":0},{"$f":"+W$7*R540^W$8*L540","v":0},{"$f":"IF(L540=0,\"\",VLOOKUP($R540/1000,Networkdesign!$R$4:$T$17,3))","v":""},{"$f":"IF(L540=0,0,VLOOKUP($S540/L540/1000,Networkdesign!$R$4:$U$17,4))","v":0},0,0,0,0,0,0,{"$f":"+SUM(Z540:AE540)","v":0},{"$f":"+(Z540*Networkdesign!O$6+AA540*Networkdesign!O$8+AB540*Networkdesign!O$9+AC540*Networkdesign!O$10+AD540*Networkdesign!O$11+AE540*Networkdesign!O$12)/1000","v":0},{"$f":"+(Z540*Network!G$76+AA540*Network!I$76+AB540*Network!J$76+AC540*Network!K$76+AD540*Network!L$76+AE540*Network!M$76)","v":0},0,0,0,0,{"$f":"+SUM(AI540:AL540)-O540","v":0},{"$f":"+AI540*AN$4","v":0},{"$f":"+AJ540*AO$4","v":0},{"$f":"+AK540*AP$4","v":0},{"$f":"+AL540*AQ$4","v":0},{"$f":"+AR$4*L540","v":0},{"$f":"+O540*AS$4","v":0},{"$f":"+SUM(AN540:AS540)","v":0},{"$f":"+IF(O540=0,0,AT540/O540)","v":0},{"$f":"+AV$4*L540","v":0},{"$f":"+O540*AW$4","v":0},{"$f":"+(V540+W540)*AX$4*L540","v":0},{"$f":"+AT540+SUM(AV540:AX540)","v":0},{"$f":"+IF(O540=0,0,AY540/O540)","v":0},{"$f":"IF(M540>1,0,BA$8*$W540+S540*Summary!J$391)","v":0},{"$f":"IF(M540>1,0,O540)","v":0},{"$f":"+BB540/BC$8","v":0},{"$f":"IF($L540=0,0,IF(BC540/$L540<BD$4,BC540,BD$4*$L540))","v":0},{"$f":"IF($L540=0,0,IF(BC540/$L540<BE$4,IF(BC540/$L540<BD$4,0,BC540-BD$4*$L540),$L540*(BE$4-BD$4)))","v":0},{"$f":"IF($L540=0,0,IF(BC540/$L540<BF$4,IF(BC540/$L540<BE$4,0,BC540-$L540*BE$4),$L540*(BF$4-BE$4)))","v":0},{"$f":"+IF($L540=0,0,IF(BC540/$L540<BF$4,0,BC540-$L540*BF$4))","v":0},0,{"$f":"+BI$4*BD540","v":0},{"$f":"+BJ$4*BE540","v":0},{"$f":"+BK$4*BF540","v":0},{"$f":"+BL$4*BG540","v":0},{"$f":"+SUM(BH540:BL540)","v":0},{"$f":"+IF(BB540=0,0,BM540/BB540)","v":0},0,0,0,{"$f":"Summary!J$83*(+BA540)","v":0},0,{"$f":"IF(+BB540=0,0,BS540/(+BB540))","v":0},{"$f":"+IF($M540=2,IF($O540<Summary!$F$383,Summary!$J$398*$L540,$BU$8*$W540),0)","v":0},0,{"$f":"(BV540)/BW$8","v":0},{"$f":"+BW540*BX$4","v":0},0,{"$f":"+BV540*BZ$4","v":0},{"$f":"+BU540*CA$4*L540","v":0},{"$f":"+SUM(BX540:CA540)","v":0},{"$f":"IF(BW540=0,0,(CB540)/(BV540))","v":0},{"$f":"+IF(M540=3,IF(O540<Summary!F$383,Summary!J$406*L540,CD$8*W540),0)","v":0},{"$f":"IF(M540=3,$O540,0)","v":0},{"$f":"(CE540)*3.6*1000/CF$7/CF$8","v":0},{"$f":"IF(L540=0,0,IF(CF540/L540<CG$4,CF540,CG$4*L540))","v":0},{"$f":"IF(L540=0,0,IF(CF540/L540<CH$4,IF(CF540/L540<CG$4,0,CF540-CG$4*L540),L540*(CH$4-CG$4)))","v":0},{"$f":"IF(L540=0,0,IF(CF540/L540<CI$4,IF(CF540/L540<CH$4,0,CF540-L540*CH$4),L540*(CI$4-CH$4)))","v":0},{"$f":"+IF(L540=0,0,IF(CF540/L540<CI$4,0,CF540-L540*CI$4))","v":0},{"$f":"CF540-SUM(CG540:CJ540)","v":0},{"$f":"+IF(M540=3,CL$4*L540,0)","v":0},{"$f":"CM$4*CG540","v":0},{"$f":"CN$4*CH540","v":0},{"$f":"CO$4*CI540","v":0},{"$f":"CP$4*CJ540","v":0},{"$f":"SUM(CL540:CP540)","v":0},{"$f":"IF((CE540)=0,0,CQ540/(CE540))","v":0},{"$f":"+IF(M540=3,CS$4*L540,0)","v":0},{"$f":"+CE540*CT$4","v":0},{"$f":"+L540*CU$4*CD540","v":0},0,{"$f":"IF(CE540=0,0,(CV540)/(CE540))","v":0},{"$f":"+IF((CV540+CB540+BS540)=0,0,(CV540+CB540+BS540-AY540)/(CV540+CB540+BS540))","v":0},{"$f":"+IF(#REF!=0,0,(#REF!-#REF!)/#REF!)","v":{"$error":"#REF!"}}]
[9,{"$f":"+SettlementBcons!A483","v":0},{"$f":"+SettlementBcons!CC483","v":0},{"$f":"+SettlementBcons!BN483","v":0},{"$f":"+SettlementBcons!BC483","v":0},"",{"$f":"+SettlementBcons!BU483","v":0},{"$f":"+SettlementBcons!BW483/1000","v":0},0,"default",1,0,3,0,0,null,2000,0,0,0,0,0,0,{"$f":"IF(L542=0,\"\",VLOOKUP($R542/1000,Networkdesign!$R$4:$T$17,3))","v":""},{"$f":"IF(L542=0,0,VLOOKUP($S542/L542/1000,Networkdesign!$R$4:$U$17,4))","v":0},0,0,0,0,0,0,0,{"$f":"+(Z542*Networkdesign!O$6+AA542*Networkdesign!O$8+AB542*Networkdesign!O$9+AC542*Networkdesign!O$10+AD542*Networkdesign!O$11+AE542*Networkdesign!O$12)/1000","v":0},{"$f":"+(Z542*Network!G$76+AA542*Network!I$76+AB542*Network!J$76+AC542*Network!K$76+AD542*Network!L$76+AE542*Network!M$76)","v":0},0,0,0,0,0,0,0,0,0,0,0,0,0,0,0,0,0,0,{"$f":"IF(M542>1,0,BA$8*$W542+S542*Summary!J$391)","v":0},0,0,0,0,0,0,0,0,0,0,0,0,0,0,0,0,{"$f":"Summary!J$83*(+BA542)","v":0},0,0,{"$f":"+IF($M542=2,IF($O542<Summary!$F$383,Summary!$J$398*$L542,$BU$8*$W542),0)","v":0},0,0,0,0,0,0,0,0,{"$f":"+IF(M542=3,IF(O542<Summary!F$383,Summary!J$406*L542,CD$8*W542),0)","v":0},0,0,0,0,0,0,0,0,0,0,0,0,0,0,0,0,0,0,0,0,{"$f":"+IF(#REF!=0,0,(#REF!-#REF!)/#REF!)","v":{"$error":"#REF!"}}]
[14,{"$f":"+SettlementBcons!A488","v":0},{"$f":"+SettlementBcons!CC488","v":0},{"$f":"+SettlementBcons!BN488","v":0},{"$f":"+SettlementBcons!BC488","v":0},"",{"$f":"+SettlementBcons!BU488","v":0},{"$f":"+SettlementBcons!BW488/1000","v":0},{"$f":"+IF(G547=\"<Null>\",0,IF(G547=0,0,H547*1000/G547))","v":0},"default",1,{"$f":"+K547*L$533","v":0},3,{"$f":"+L547*G547","v":0},{"$f":"+N547*I547/1000","v":0},null,{"$f":"+IF(P547>0,P547,Q$7)","v":2000},{"$f":"+G547*I547/Q547","v":0},{"$f":"+O547/Q547*1000","v":0},{"$f":"+AH547*T$28","v":0},{"$f":"+W547*U$28","v":0},{"$f":"SUM(T547:U547)","v":0},{"$f":"+W$7*R547^W$8*L547","v":0},{"$f":"IF(L547=0,\"\",VLOOKUP($R547/1000,Networkdesign!$R$4:$T$17,3))","v":""},{"$f":"IF(L547=0,0,VLOOKUP($S547/L547/1000,Networkdesign!$R$4:$U$17,4))","v":0},0,0,0,0,0,0,{"$f":"+SUM(Z547:AE547)","v":0},{"$f":"+(Z547*Networkdesign!O$6+AA547*Networkdesign!O$8+AB547*Networkdesign!O$9+AC547*Networkdesign!O$10+AD547*Networkdesign!O$11+AE547*Networkdesign!O$12)/1000","v":0},{"$f":"+(Z547*Network!G$76+AA547*Network!I$76+AB547*Network!J$76+AC547*Network!K$76+AD547*Network!L$76+AE547*Network!M$76)","v":0},0,0,0,0,{"$f":"+SUM(AI547:AL547)-O547","v":0},{"$f":"+AI547*AN$4","v":0},{"$f":"+AJ547*AO$4","v":0},{"$f":"+AK547*AP$4","v":0},{"$f":"+AL547*AQ$4","v":0},{"$f":"+AR$4*L547","v":0},{"$f":"+O547*AS$4","v":0},{"$f":"+SUM(AN547:AS547)","v":0},{"$f":"+IF(O547=0,0,AT547/O547)","v":0},{"$f":"+AV$4*L547","v":0},{"$f":"+O547*AW$4","v":0},{"$f":"+(V547+W547)*AX$4*L547","v":0},{"$f":"+AT547+SUM(AV547:AX547)","v":0},{"$f":"+IF(O547=0,0,AY547/O547)","v":0},{"$f":"IF(M547>1,0,BA$8*$W547+S547*Summary!J$391)","v":0},{"$f":"IF(M547>1,0,O547)","v":0},{"$f":"+BB547/BC$8","v":0},{"$f":"IF($L547=0,0,IF(BC547/$L547<BD$4,BC547,BD$4*$L547))","v":0},{"$f":"IF($L547=0,0,IF(BC547/$L547<BE$4,IF(BC547/$L547<BD$4,0,BC547-BD$4*$L547),$L547*(BE$4-BD$4)))","v":0},{"$f":"IF($L547=0,0,IF(BC547/$L547<BF$4,IF(BC547/$L547<BE$4,0,BC547-$L547*BE$4),$L547*(BF$4-BE$4)))","v":0},{"$f":"+IF($L547=0,0,IF(BC547/$L547<BF$4,0,BC547-$L547*BF$4))","v":0},0,{"$f":"+BI$4*BD547","v":0},{"$f":"+BJ$4*BE547","v":0},{"$f":"+BK$4*BF547","v":0},{"$f":"+BL$4*BG547","v":0},{"$f":"+SUM(BH547:BL547)","v":0},{"$f":"+IF(BB547=0,0,BM547/BB547)","v":0},0,0,0,{"$f":"Summary!J$83*(+BA547)","v":0},0,{"$f":"IF(+BB547=0,0,BS547/(+BB547))","v":0},{"$f":"+IF($M547=2,IF($O547<Summary!$F$383,Summary!$J$398*$L547,$BU$8*$W547),0)","v":0},0,{"$f":"(BV547)/BW$8","v":0},{"$f":"+BW547*BX$4","v":0},0,{"$f":"+BV547*BZ$4","v":0},{"$f":"+BU547*CA$4*L547","v":0},{"$f":"+SUM(BX547:CA547)","v":0},{"$f":"IF(BW547=0,0,(CB547)/(BV547))","v":0},{"$f":"+IF(M547=3,IF(O547<Summary!F$383,Summary!J$406*L547,CD$8*W547),0)","v":0},{"$f":"IF(M547=3,$O547,0)","v":0},{"$f":"(CE547)*3.6*1000/CF$7/CF$8","v":0},{"$f":"IF(L547=0,0,IF(CF547/L547<CG$4,CF547,CG$4*L547))","v":0},{"$f":"IF(L547=0,0,IF(CF547/L547<CH$4,IF(CF547/L547<CG$4,0,CF547-CG$4*L547),L547*(CH$4-CG$4)))","v":0},{"$f":"IF(L547=0,0,IF(CF547/L547<CI$4,IF(CF547/L547<CH$4,0,CF547-L547*CH$4),L547*(CI$4-CH$4)))","v":0},{"$f":"+IF(L547=0,0,IF(CF547/L547<CI$4,0,CF547-L547*CI$4))","v":0},{"$f":"CF547-SUM(CG547:CJ547)","v":0},{"$f":"+IF(M547=3,CL$4*L547,0)","v":0},{"$f":"CM$4*CG547","v":0},{"$f":"CN$4*CH547","v":0},{"$f":"CO$4*CI547","v":0},{"$f":"CP$4*CJ547","v":0},{"$f":"SUM(CL547:CP547)","v":0},{"$f":"IF((CE547)=0,0,CQ547/(CE547))","v":0},{"$f":"+IF(M547=3,CS$4*L547,0)","v":0},{"$f":"+CE547*CT$4","v":0},{"$f":"+L547*CU$4*CD547","v":0},0,{"$f":"IF(CE547=0,0,(CV547)/(CE547))","v":0},{"$f":"+IF((CV547+CB547+BS547)=0,0,(CV547+CB547+BS547-AY547)/(CV547+CB547+BS547))","v":0},{"$f":"+IF(#REF!=0,0,(#REF!-#REF!)/#REF!)","v":{"$error":"#REF!"}}]
[19,{"$f":"+SettlementBcons!A493","v":0},{"$f":"+SettlementBcons!CC493","v":0},{"$f":"+SettlementBcons!BN493","v":0},{"$f":"+SettlementBcons!BC493","v":0},"",{"$f":"+SettlementBcons!BU493","v":0},{"$f":"+SettlementBcons!BW493/1000","v":0},0,"default",1,0,3,0,0,null,2000,0,0,0,0,0,0,{"$f":"IF(L552=0,\"\",VLOOKUP($R552/1000,Networkdesign!$R$4:$T$17,3))","v":""},{"$f":"IF(L552=0,0,VLOOKUP($S552/L552/1000,Networkdesign!$R$4:$U$17,4))","v":0},0,0,0,0,0,0,0,{"$f":"+(Z552*Networkdesign!O$6+AA552*Networkdesign!O$8+AB552*Networkdesign!O$9+AC552*Networkdesign!O$10+AD552*Networkdesign!O$11+AE552*Networkdesign!O$12)/1000","v":0},{"$f":"+(Z552*Network!G$76+AA552*Network!I$76+AB552*Network!J$76+AC552*Network!K$76+AD552*Network!L$76+AE552*Network!M$76)","v":0},0,0,0,0,0,0,0,0,0,0,0,0,0,0,0,0,0,0,{"$f":"IF(M552>1,0,BA$8*$W552+S552*Summary!J$391)","v":0},0,0,0,0,0,0,0,0,0,0,0,0,0,0,0,0,{"$f":"Summary!J$83*(+BA552)","v":0},0,0,{"$f":"+IF($M552=2,IF($O552<Summary!$F$383,Summary!$J$398*$L552,$BU$8*$W552),0)","v":0},0,0,0,0,0,0,0,0,{"$f":"+IF(M552=3,IF(O552<Summary!F$383,Summary!J$406*L552,CD$8*W552),0)","v":0},0,0,0,0,0,0,0,0,0,0,0,0,0,0,0,0,0,0,0,0,{"$f":"+IF(#REF!=0,0,(#REF!-#REF!)/#REF!)","v":{"$error":"#REF!"}}]
[20,{"$f":"+SettlementBcons!A494","v":0},{"$f":"+SettlementBcons!CC494","v":0},{"$f":"+SettlementBcons!BN494","v":0},{"$f":"+SettlementBcons!BC494","v":0},"",{"$f":"+SettlementBcons!BU494","v":0},{"$f":"+SettlementBcons!BW494/1000","v":0},0,"default",1,0,3,0,0,null,2000,0,0,0,0,0,0,{"$f":"IF(L553=0,\"\",VLOOKUP($R553/1000,Networkdesign!$R$4:$T$17,3))","v":""},{"$f":"IF(L553=0,0,VLOOKUP($S553/L553/1000,Networkdesign!$R$4:$U$17,4))","v":0},0,0,0,0,0,0,0,{"$f":"+(Z553*Networkdesign!O$6+AA553*Networkdesign!O$8+AB553*Networkdesign!O$9+AC553*Networkdesign!O$10+AD553*Networkdesign!O$11+AE553*Networkdesign!O$12)/1000","v":0},{"$f":"+(Z553*Network!G$76+AA553*Network!I$76+AB553*Network!J$76+AC553*Network!K$76+AD553*Network!L$76+AE553*Network!M$76)","v":0},0,0,0,0,0,0,0,0,0,0,0,0,0,0,0,0,0,0,{"$f":"IF(M553>1,0,BA$8*$W553+S553*Summary!J$391)","v":0},0,0,0,0,0,0,0,0,0,0,0,0,0,0,0,0,{"$f":"Summary!J$83*(+BA553)","v":0},0,0,{"$f":"+IF($M553=2,IF($O553<Summary!$F$383,Summary!$J$398*$L553,$BU$8*$W553),0)","v":0},0,0,0,0,0,0,0,0,{"$f":"+IF(M553=3,IF(O553<Summary!F$383,Summary!J$406*L553,CD$8*W553),0)","v":0},0,0,0,0,0,0,0,0,0,0,0,0,0,0,0,0,0,0,0,0,{"$f":"+IF(#REF!=0,0,(#REF!-#REF!)/#REF!)","v":{"$error":"#REF!"}}]
[25,{"$f":"+SettlementBcons!A499","v":0},{"$f":"+SettlementBcons!CC499","v":0},{"$f":"+SettlementBcons!BN499","v":0},{"$f":"+SettlementBcons!BC499","v":0},"",{"$f":"+SettlementBcons!BU499","v":0},{"$f":"+SettlementBcons!BW499/1000","v":0},0,"default",1,0,3,0,0,null,2000,0,0,0,0,0,0,{"$f":"IF(L558=0,\"\",VLOOKUP($R558/1000,Networkdesign!$R$4:$T$17,3))","v":""},{"$f":"IF(L558=0,0,VLOOKUP($S558/L558/1000,Networkdesign!$R$4:$U$17,4))","v":0},0,0,0,0,0,0,0,{"$f":"+(Z558*Networkdesign!O$6+AA558*Networkdesign!O$8+AB558*Networkdesign!O$9+AC558*Networkdesign!O$10+AD558*Networkdesign!O$11+AE558*Networkdesign!O$12)/1000","v":0},{"$f":"+(Z558*Network!G$76+AA558*Network!I$76+AB558*Network!J$76+AC558*Network!K$76+AD558*Network!L$76+AE558*Network!M$76)","v":0},0,0,0,0,0,0,0,0,0,0,0,0,0,0,0,0,0,0,{"$f":"IF(M558>1,0,BA$8*$W558+S558*Summary!J$391)","v":0},0,0,0,0,0,0,0,0,0,0,0,0,0,0,0,0,{"$f":"Summary!J$83*(+BA558)","v":0},0,0,{"$f":"+IF($M558=2,IF($O558<Summary!$F$383,Summary!$J$398*$L558,$BU$8*$W558),0)","v":0},0,0,0,0,0,0,0,0,{"$f":"+IF(M558=3,IF(O558<Summary!F$383,Summary!J$406*L558,CD$8*W558),0)","v":0},0,0,0,0,0,0,0,0,0,0,0,0,0,0,0,0,0,0,0,0,{"$f":"+IF(#REF!=0,0,(#REF!-#REF!)/#REF!)","v":{"$error":"#REF!"}}]
[29,{"$f":"+SettlementBcons!A503","v":0},{"$f":"+SettlementBcons!CC503","v":0},{"$f":"+SettlementBcons!BN503","v":0},{"$f":"+SettlementBcons!BC503","v":0},"",{"$f":"+SettlementBcons!BU503","v":0},{"$f":"+SettlementBcons!BW503/1000","v":0},0,"default",1,0,3,0,0,null,2000,0,0,0,0,0,0,{"$f":"IF(L562=0,\"\",VLOOKUP($R562/1000,Networkdesign!$R$4:$T$17,3))","v":""},{"$f":"IF(L562=0,0,VLOOKUP($S562/L562/1000,Networkdesign!$R$4:$U$17,4))","v":0},0,0,0,0,0,0,0,{"$f":"+(Z562*Networkdesign!O$6+AA562*Networkdesign!O$8+AB562*Networkdesign!O$9+AC562*Networkdesign!O$10+AD562*Networkdesign!O$11+AE562*Networkdesign!O$12)/1000","v":0},{"$f":"+(Z562*Network!G$76+AA562*Network!I$76+AB562*Network!J$76+AC562*Network!K$76+AD562*Network!L$76+AE562*Network!M$76)","v":0},0,0,0,0,0,0,0,0,0,0,0,0,0,0,0,0,0,0,{"$f":"IF(M562>1,0,BA$8*$W562+S562*Summary!J$391)","v":0},0,0,0,0,0,0,0,0,0,0,0,0,0,0,0,0,{"$f":"Summary!J$83*(+BA562)","v":0},0,0,{"$f":"+IF($M562=2,IF($O562<Summary!$F$383,Summary!$J$398*$L562,$BU$8*$W562),0)","v":0},0,0,0,0,0,0,0,0,{"$f":"+IF(M562=3,IF(O562<Summary!F$383,Summary!J$406*L562,CD$8*W562),0)","v":0},0,0,0,0,0,0,0,0,0,0,0,0,0,0,0,0,0,0,0,0,{"$f":"+IF(#REF!=0,0,(#REF!-#REF!)/#REF!)","v":{"$error":"#REF!"}}]
[34,{"$f":"+SettlementBcons!A508","v":0},{"$f":"+SettlementBcons!CC508","v":0},{"$f":"+SettlementBcons!BN508","v":0},{"$f":"+SettlementBcons!BC508","v":0},"",{"$f":"+SettlementBcons!BU508","v":0},{"$f":"+SettlementBcons!BW508/1000","v":0},0,"default",1,0,3,0,0,null,2000,0,0,0,0,0,0,{"$f":"IF(L567=0,\"\",VLOOKUP($R567/1000,Networkdesign!$R$4:$T$17,3))","v":""},{"$f":"IF(L567=0,0,VLOOKUP($S567/L567/1000,Networkdesign!$R$4:$U$17,4))","v":0},0,0,0,0,0,0,0,{"$f":"+(Z567*Networkdesign!O$6+AA567*Networkdesign!O$8+AB567*Networkdesign!O$9+AC567*Networkdesign!O$10+AD567*Networkdesign!O$11+AE567*Networkdesign!O$12)/1000","v":0},{"$f":"+(Z567*Network!G$76+AA567*Network!I$76+AB567*Network!J$76+AC567*Network!K$76+AD567*Network!L$76+AE567*Network!M$76)","v":0},0,0,0,0,0,0,0,0,0,0,0,0,0,0,0,0,0,0,{"$f":"IF(M567>1,0,BA$8*$W567+S567*Summary!J$391)","v":0},0,0,0,0,0,0,0,0,0,0,0,0,0,0,0,0,{"$f":"Summary!J$83*(+BA567)","v":0},0,0,{"$f":"+IF($M567=2,IF($O567<Summary!$F$383,Summary!$J$398*$L567,$BU$8*$W567),0)","v":0},0,0,0,0,0,0,0,0,{"$f":"+IF(M567=3,IF(O567<Summary!F$383,Summary!J$406*L567,CD$8*W567),0)","v":0},0,0,0,0,0,0,0,0,0,0,0,0,0,0,0,0,0,0,0,0,{"$f":"+IF(#REF!=0,0,(#REF!-#REF!)/#REF!)","v":{"$error":"#REF!"}}]
[35,{"$f":"+SettlementBcons!A509","v":0},{"$f":"+SettlementBcons!CC509","v":0},{"$f":"+SettlementBcons!BN509","v":0},{"$f":"+SettlementBcons!BC509","v":0},"",{"$f":"+SettlementBcons!BU509","v":0},{"$f":"+SettlementBcons!BW509/1000","v":0},0,"default",1,0,3,0,0,null,2000,0,0,0,0,0,0,{"$f":"IF(L568=0,\"\",VLOOKUP($R568/1000,Networkdesign!$R$4:$T$17,3))","v":""},{"$f":"IF(L568=0,0,VLOOKUP($S568/L568/1000,Networkdesign!$R$4:$U$17,4))","v":0},0,0,0,0,0,0,0,{"$f":"+(Z568*Networkdesign!O$6+AA568*Networkdesign!O$8+AB568*Networkdesign!O$9+AC568*Networkdesign!O$10+AD568*Networkdesign!O$11+AE568*Networkdesign!O$12)/1000","v":0},{"$f":"+(Z568*Network!G$76+AA568*Network!I$76+AB568*Network!J$76+AC568*Network!K$76+AD568*Network!L$76+AE568*Network!M$76)","v":0},0,0,0,0,0,0,0,0,0,0,0,0,0,0,0,0,0,0,{"$f":"IF(M568>1,0,BA$8*$W568+S568*Summary!J$391)","v":0},0,0,0,0,0,0,0,0,0,0,0,0,0,0,0,0,{"$f":"Summary!J$83*(+BA568)","v":0},0,0,{"$f":"+IF($M568=2,IF($O568<Summary!$F$383,Summary!$J$398*$L568,$BU$8*$W568),0)","v":0},0,0,0,0,0,0,0,0,{"$f":"+IF(M568=3,IF(O568<Summary!F$383,Summary!J$406*L568,CD$8*W568),0)","v":0},0,0,0,0,0,0,0,0,0,0,0,0,0,0,0,0,0,0,0,0,{"$f":"+IF(#REF!=0,0,(#REF!-#REF!)/#REF!)","v":{"$error":"#REF!"}}]
[40,{"$f":"+SettlementBcons!A514","v":0},{"$f":"+SettlementBcons!CC514","v":0},{"$f":"+SettlementBcons!BN514","v":0},{"$f":"+SettlementBcons!BC514","v":0},"",{"$f":"+SettlementBcons!BU514","v":0},{"$f":"+SettlementBcons!BW514/1000","v":0},0,"default",1,0,3,0,0,null,2000,0,0,0,0,0,0,{"$f":"IF(L573=0,\"\",VLOOKUP($R573/1000,Networkdesign!$R$4:$T$17,3))","v":""},{"$f":"IF(L573=0,0,VLOOKUP($S573/L573/1000,Networkdesign!$R$4:$U$17,4))","v":0},0,0,0,0,0,0,0,{"$f":"+(Z573*Networkdesign!O$6+AA573*Networkdesign!O$8+AB573*Networkdesign!O$9+AC573*Networkdesign!O$10+AD573*Networkdesign!O$11+AE573*Networkdesign!O$12)/1000","v":0},{"$f":"+(Z573*Network!G$76+AA573*Network!I$76+AB573*Network!J$76+AC573*Network!K$76+AD573*Network!L$76+AE573*Network!M$76)","v":0},0,0,0,0,0,0,0,0,0,0,0,0,0,0,0,0,0,0,{"$f":"IF(M573>1,0,BA$8*$W573+S573*Summary!J$391)","v":0},0,0,0,0,0,0,0,0,0,0,0,0,0,0,0,0,{"$f":"Summary!J$83*(+BA573)","v":0},0,0,{"$f":"+IF($M573=2,IF($O573<Summary!$F$383,Summary!$J$398*$L573,$BU$8*$W573),0)","v":0},0,0,0,0,0,0,0,0,{"$f":"+IF(M573=3,IF(O573<Summary!F$383,Summary!J$406*L573,CD$8*W573),0)","v":0},0,0,0,0,0,0,0,0,0,0,0,0,0,0,0,0,0,0,0,0,{"$f":"+IF(#REF!=0,0,(#REF!-#REF!)/#REF!)","v":{"$error":"#REF!"}}]
[45,{"$f":"+SettlementBcons!A519","v":0},{"$f":"+SettlementBcons!CC519","v":0},{"$f":"+SettlementBcons!BN519","v":0},{"$f":"+SettlementBcons!BC519","v":0},"",{"$f":"+SettlementBcons!BU519","v":0},{"$f":"+SettlementBcons!BW519/1000","v":0},0,"default",1,0,3,0,0,null,2000,0,0,0,0,0,0,{"$f":"IF(L578=0,\"\",VLOOKUP($R578/1000,Networkdesign!$R$4:$T$17,3))","v":""},{"$f":"IF(L578=0,0,VLOOKUP($S578/L578/1000,Networkdesign!$R$4:$U$17,4))","v":0},0,0,0,0,0,0,0,{"$f":"+(Z578*Networkdesign!O$6+AA578*Networkdesign!O$8+AB578*Networkdesign!O$9+AC578*Networkdesign!O$10+AD578*Networkdesign!O$11+AE578*Networkdesign!O$12)/1000","v":0},{"$f":"+(Z578*Network!G$76+AA578*Network!I$76+AB578*Network!J$76+AC578*Network!K$76+AD578*Network!L$76+AE578*Network!M$76)","v":0},0,0,0,0,0,0,0,0,0,0,0,0,0,0,0,0,0,0,{"$f":"IF(M578>1,0,BA$8*$W578+S578*Summary!J$391)","v":0},0,0,0,0,0,0,0,0,0,0,0,0,0,0,0,0,{"$f":"Summary!J$83*(+BA578)","v":0},0,0,{"$f":"+IF($M578=2,IF($O578<Summary!$F$383,Summary!$J$398*$L578,$BU$8*$W578),0)","v":0},0,0,0,0,0,0,0,0,{"$f":"+IF(M578=3,IF(O578<Summary!F$383,Summary!J$406*L578,CD$8*W578),0)","v":0},0,0,0,0,0,0,0,0,0,0,0,0,0,0,0,0,0,0,0,0,{"$f":"+IF(#REF!=0,0,(#REF!-#REF!)/#REF!)","v":{"$error":"#REF!"}}]
[50,{"$f":"+SettlementBcons!A524","v":0},{"$f":"+SettlementBcons!CC524","v":0},{"$f":"+SettlementBcons!BN524","v":0},{"$f":"+SettlementBcons!BC524","v":0},"",{"$f":"+SettlementBcons!BU524","v":0},{"$f":"+SettlementBcons!BW524/1000","v":0},0,"default",1,0,3,0,0,null,2000,0,0,0,0,0,0,{"$f":"IF(L583=0,\"\",VLOOKUP($R583/1000,Networkdesign!$R$4:$T$17,3))","v":""},{"$f":"IF(L583=0,0,VLOOKUP($S583/L583/1000,Networkdesign!$R$4:$U$17,4))","v":0},0,0,0,0,0,0,0,{"$f":"+(Z583*Networkdesign!O$6+AA583*Networkdesign!O$8+AB583*Networkdesign!O$9+AC583*Networkdesign!O$10+AD583*Networkdesign!O$11+AE583*Networkdesign!O$12)/1000","v":0},{"$f":"+(Z583*Network!G$76+AA583*Network!I$76+AB583*Network!J$76+AC583*Network!K$76+AD583*Network!L$76+AE583*Network!M$76)","v":0},0,0,0,0,0,0,0,0,0,0,0,0,0,0,0,0,0,0,{"$f":"IF(M583>1,0,BA$8*$W583+S583*Summary!J$391)","v":0},0,0,0,0,0,0,0,0,0,0,0,0,0,0,0,0,{"$f":"Summary!J$83*(+BA583)","v":0},0,0,{"$f":"+IF($M583=2,IF($O583<Summary!$F$383,Summary!$J$398*$L583,$BU$8*$W583),0)","v":0},0,0,0,0,0,0,0,0,{"$f":"+IF(M583=3,IF(O583<Summary!F$383,Summary!J$406*L583,CD$8*W583),0)","v":0},0,0,0,0,0,0,0,0,0,0,0,0,0,0,0,0,0,0,0,0,{"$f":"+IF(#REF!=0,0,(#REF!-#REF!)/#REF!)","v":{"$error":"#REF!"}}]
[52,{"$f":"+SettlementBcons!A526","v":0},{"$f":"+SettlementBcons!CC526","v":0},{"$f":"+SettlementBcons!BN526","v":0},{"$f":"+SettlementBcons!BC526","v":0},"",{"$f":"+SettlementBcons!BU526","v":0},{"$f":"+SettlementBcons!BW526/1000","v":0},0,"default",1,0,3,0,0,null,2000,0,0,0,0,0,0,{"$f":"IF(L585=0,\"\",VLOOKUP($R585/1000,Networkdesign!$R$4:$T$17,3))","v":""},{"$f":"IF(L585=0,0,VLOOKUP($S585/L585/1000,Networkdesign!$R$4:$U$17,4))","v":0},0,0,0,0,0,0,0,{"$f":"+(Z585*Networkdesign!O$6+AA585*Networkdesign!O$8+AB585*Networkdesign!O$9+AC585*Networkdesign!O$10+AD585*Networkdesign!O$11+AE585*Networkdesign!O$12)/1000","v":0},{"$f":"+(Z585*Network!G$76+AA585*Network!I$76+AB585*Network!J$76+AC585*Network!K$76+AD585*Network!L$76+AE585*Network!M$76)","v":0},0,0,0,0,0,0,0,0,0,0,0,0,0,0,0,0,0,0,{"$f":"IF(M585>1,0,BA$8*$W585+S585*Summary!J$391)","v":0},0,0,0,0,0,0,0,0,0,0,0,0,0,0,0,0,{"$f":"Summary!J$83*(+BA585)","v":0},0,0,{"$f":"+IF($M585=2,IF($O585<Summary!$F$383,Summary!$J$398*$L585,$BU$8*$W585),0)","v":0},0,0,0,0,0,0,0,0,{"$f":"+IF(M585=3,IF(O585<Summary!F$383,Summary!J$406*L585,CD$8*W585),0)","v":0},0,0,0,0,0,0,0,0,0,0,0,0,0,0,0,0,0,0,0,0,{"$f":"+IF(#REF!=0,0,(#REF!-#REF!)/#REF!)","v":{"$error":"#REF!"}}]
[55,{"$f":"+SettlementBcons!A529","v":0},{"$f":"+SettlementBcons!CC529","v":0},{"$f":"+SettlementBcons!BN529","v":0},{"$f":"+SettlementBcons!BC529","v":0},"",{"$f":"+SettlementBcons!BU529","v":0},{"$f":"+SettlementBcons!BW529/1000","v":0},0,"default",1,0,3,0,0,null,2000,0,0,0,0,0,0,{"$f":"IF(L588=0,\"\",VLOOKUP($R588/1000,Networkdesign!$R$4:$T$17,3))","v":""},{"$f":"IF(L588=0,0,VLOOKUP($S588/L588/1000,Networkdesign!$R$4:$U$17,4))","v":0},0,0,0,0,0,0,0,{"$f":"+(Z588*Networkdesign!O$6+AA588*Networkdesign!O$8+AB588*Networkdesign!O$9+AC588*Networkdesign!O$10+AD588*Networkdesign!O$11+AE588*Networkdesign!O$12)/1000","v":0},{"$f":"+(Z588*Network!G$76+AA588*Network!I$76+AB588*Network!J$76+AC588*Network!K$76+AD588*Network!L$76+AE588*Network!M$76)","v":0},0,0,0,0,0,0,0,0,0,0,0,0,0,0,0,0,0,0,{"$f":"IF(M588>1,0,BA$8*$W588+S588*Summary!J$391)","v":0},0,0,0,0,0,0,0,0,0,0,0,0,0,0,0,0,{"$f":"Summary!J$83*(+BA588)","v":0},0,0,{"$f":"+IF($M588=2,IF($O588<Summary!$F$383,Summary!$J$398*$L588,$BU$8*$W588),0)","v":0},0,0,0,0,0,0,0,0,{"$f":"+IF(M588=3,IF(O588<Summary!F$383,Summary!J$406*L588,CD$8*W588),0)","v":0},0,0,0,0,0,0,0,0,0,0,0,0,0,0,0,0,0,0,0,0,{"$f":"+IF(#REF!=0,0,(#REF!-#REF!)/#REF!)","v":{"$error":"#REF!"}}]
[60,{"$f":"+SettlementBcons!A534","v":0},{"$f":"+SettlementBcons!CC534","v":0},{"$f":"+SettlementBcons!BN534","v":0},{"$f":"+SettlementBcons!BC534","v":0},"",{"$f":"+SettlementBcons!BU534","v":0},{"$f":"+SettlementBcons!BW534/1000","v":0},0,"default",1,0,3,0,0,null,2000,0,0,0,0,0,0,{"$f":"IF(L593=0,\"\",VLOOKUP($R593/1000,Networkdesign!$R$4:$T$17,3))","v":""},{"$f":"IF(L593=0,0,VLOOKUP($S593/L593/1000,Networkdesign!$R$4:$U$17,4))","v":0},0,0,0,0,0,0,0,{"$f":"+(Z593*Networkdesign!O$6+AA593*Networkdesign!O$8+AB593*Networkdesign!O$9+AC593*Networkdesign!O$10+AD593*Networkdesign!O$11+AE593*Networkdesign!O$12)/1000","v":0},{"$f":"+(Z593*Network!G$76+AA593*Network!I$76+AB593*Network!J$76+AC593*Network!K$76+AD593*Network!L$76+AE593*Network!M$76)","v":0},0,0,0,{"$f":"IF($L593=0,0,IF($O593/$L593<AL$4,IF($O593/$L593<AL$3,0,$O593/$L593-AL$3),AL$4-AL$3)*$L593)","v":0},0,0,0,0,0,0,0,0,0,0,0,0,0,0,{"$f":"IF(M593>1,0,BA$8*$W593+S593*Summary!J$391)","v":0},0,0,0,0,0,0,0,0,0,0,0,0,0,0,0,0,{"$f":"Summary!J$83*(+BA593)","v":0},0,0,{"$f":"+IF($M593=2,IF($O593<Summary!$F$383,Summary!$J$398*$L593,$BU$8*$W593),0)","v":0},0,0,0,0,0,0,0,0,{"$f":"+IF(M593=3,IF(O593<Summary!F$383,Summary!J$406*L593,CD$8*W593),0)","v":0},0,0,0,0,0,0,0,0,0,0,0,0,0,0,0,0,0,0,0,0,{"$f":"+IF(#REF!=0,0,(#REF!-#REF!)/#REF!)","v":{"$error":"#REF!"}}]
[65,{"$f":"+SettlementBcons!A539","v":0},{"$f":"+SettlementBcons!CC539","v":0},{"$f":"+SettlementBcons!BN539","v":0},{"$f":"+SettlementBcons!BC539","v":0},"",{"$f":"+SettlementBcons!BU539","v":0},{"$f":"+SettlementBcons!BW539/1000","v":0},0,"default",1,0,3,0,0,null,2000,0,0,0,0,0,0,{"$f":"IF(L598=0,\"\",VLOOKUP($R598/1000,Networkdesign!$R$4:$T$17,3))","v":""},{"$f":"IF(L598=0,0,VLOOKUP($S598/L598/1000,Networkdesign!$R$4:$U$17,4))","v":0},0,0,0,0,0,0,0,{"$f":"+(Z598*Networkdesign!O$6+AA598*Networkdesign!O$8+AB598*Networkdesign!O$9+AC598*Networkdesign!O$10+AD598*Networkdesign!O$11+AE598*Networkdesign!O$12)/1000","v":0},{"$f":"+(Z598*Network!G$76+AA598*Network!I$76+AB598*Network!J$76+AC598*Network!K$76+AD598*Network!L$76+AE598*Network!M$76)","v":0},0,0,0,0,0,0,0,0,0,0,0,0,0,0,0,0,0,0,{"$f":"IF(M598>1,0,BA$8*$W598+S598*Summary!J$391)","v":0},0,0,0,0,0,0,0,0,0,0,0,0,0,{"$f":"+BB598*BO$4","v":0},{"$f":"IF(M598>1,0,+L598*BP$4)","v":0},{"$f":"IF(M598>1,0,O598*BQ$4)","v":0},{"$f":"Summary!J$83*(+BA598)","v":0},{"$f":"+BM598+BO598+BP598+BQ598+BR598","v":0},0,{"$f":"+IF($M598=2,IF($O598<Summary!$F$383,Summary!$J$398*$L598,$BU$8*$W598),0)","v":0},0,0,0,0,0,0,0,0,{"$f":"+IF(M598=3,IF(O598<Summary!F$383,Summary!J$406*L598,CD$8*W598),0)","v":0},0,0,0,0,0,0,0,0,0,0,0,0,0,0,0,0,0,{"$f":"+CS598+CQ598+CT598+CU598","v":0},0,0,{"$f":"+IF(#REF!=0,0,(#REF!-#REF!)/#REF!)","v":{"$error":"#REF!"}}]
[{"$f":"A598+1","v":66},{"$f":"+SettlementBcons!A540","v":0},{"$f":"+SettlementBcons!CC540","v":0},{"$f":"+SettlementBcons!BN540","v":0},{"$f":"+SettlementBcons!BC540","v":0},"",{"$f":"+SettlementBcons!BU540","v":0},{"$f":"+SettlementBcons!BW540/1000","v":0},0,"default",1,0,3,0,0,null,2000,0,0,0,0,0,0,{"$f":"IF(L599=0,\"\",VLOOKUP($R599/1000,Networkdesign!$R$4:$T$17,3))","v":""},{"$f":"IF(L599=0,0,VLOOKUP($S599/L599/1000,Networkdesign!$R$4:$U$17,4))","v":0},0,0,0,0,0,0,0,{"$f":"+(Z599*Networkdesign!O$6+AA599*Networkdesign!O$8+AB599*Networkdesign!O$9+AC599*Networkdesign!O$10+AD599*Networkdesign!O$11+AE599*Networkdesign!O$12)/1000","v":0},{"$f":"+(Z599*Network!G$76+AA599*Network!I$76+AB599*Network!J$76+AC599*Network!K$76+AD599*Network!L$76+AE599*Network!M$76)","v":0},0,0,0,0,0,0,0,0,0,0,0,0,0,0,0,0,0,0,{"$f":"IF(M599>1,0,BA$8*$W599+S599*Summary!J$391)","v":0},0,0,0,0,0,0,0,0,0,0,0,0,0,0,0,0,{"$f":"Summary!J$83*(+BA599)","v":0},0,0,{"$f":"+IF($M599=2,IF($O599<Summary!$F$383,Summary!$J$398*$L599,$BU$8*$W599),0)","v":0},0,0,0,0,0,0,0,0,{"$f":"+IF(M599=3,IF(O599<Summary!F$383,Summary!J$406*L599,CD$8*W599),0)","v":0},0,0,0,0,0,0,0,0,0,0,0,0,0,0,0,0,0,0,0,0,{"$f":"+IF(#REF!=0,0,(#REF!-#REF!)/#REF!)","v":{"$error":"#REF!"}}]
[71,{"$f":"+SettlementBcons!A545","v":0},{"$f":"+SettlementBcons!CC545","v":0},{"$f":"+SettlementBcons!BN545","v":0},{"$f":"+SettlementBcons!BC545","v":0},"",{"$f":"+SettlementBcons!BU545","v":0},{"$f":"+SettlementBcons!BW545/1000","v":0},0,"default",1,0,3,0,0,null,2000,0,0,0,0,0,0,{"$f":"IF(L604=0,\"\",VLOOKUP($R604/1000,Networkdesign!$R$4:$T$17,3))","v":""},{"$f":"IF(L604=0,0,VLOOKUP($S604/L604/1000,Networkdesign!$R$4:$U$17,4))","v":0},0,0,0,0,0,0,0,{"$f":"+(Z604*Networkdesign!O$6+AA604*Networkdesign!O$8+AB604*Networkdesign!O$9+AC604*Networkdesign!O$10+AD604*Networkdesign!O$11+AE604*Networkdesign!O$12)/1000","v":0},{"$f":"+(Z604*Network!G$76+AA604*Network!I$76+AB604*Network!J$76+AC604*Network!K$76+AD604*Network!L$76+AE604*Network!M$76)","v":0},0,0,0,0,0,0,0,0,0,0,0,0,0,0,0,0,0,0,{"$f":"IF(M604>1,0,BA$8*$W604+S604*Summary!J$391)","v":0},0,0,0,0,0,0,0,0,0,0,0,0,0,0,0,0,{"$f":"Summary!J$83*(+BA604)","v":0},0,0,{"$f":"+IF($M604=2,IF($O604<Summary!$F$383,Summary!$J$398*$L604,$BU$8*$W604),0)","v":0},0,0,0,0,0,0,0,0,{"$f":"+IF(M604=3,IF(O604<Summary!F$383,Summary!J$406*L604,CD$8*W604),0)","v":0},0,0,0,0,0,0,0,0,0,0,0,0,0,0,0,0,0,0,0,0,{"$f":"+IF(#REF!=0,0,(#REF!-#REF!)/#REF!)","v":{"$error":"#REF!"}}]
[74,{"$f":"+SettlementBcons!A548","v":0},{"$f":"+SettlementBcons!CC548","v":0},{"$f":"+SettlementBcons!BN548","v":0},{"$f":"+SettlementBcons!BC548","v":0},"",{"$f":"+SettlementBcons!BU548","v":0},{"$f":"+SettlementBcons!BW548/1000","v":0},0,"default",1,0,3,0,0,null,2000,0,0,0,0,0,0,{"$f":"IF(L607=0,\"\",VLOOKUP($R607/1000,Networkdesign!$R$4:$T$17,3))","v":""},{"$f":"IF(L607=0,0,VLOOKUP($S607/L607/1000,Networkdesign!$R$4:$U$17,4))","v":0},0,0,0,0,0,0,0,{"$f":"+(Z607*Networkdesign!O$6+AA607*Networkdesign!O$8+AB607*Networkdesign!O$9+AC607*Networkdesign!O$10+AD607*Networkdesign!O$11+AE607*Networkdesign!O$12)/1000","v":0},{"$f":"+(Z607*Network!G$76+AA607*Network!I$76+AB607*Network!J$76+AC607*Network!K$76+AD607*Network!L$76+AE607*Network!M$76)","v":0},0,0,0,0,0,0,0,0,0,0,0,0,0,0,0,0,0,0,{"$f":"IF(M607>1,0,BA$8*$W607+S607*Summary!J$391)","v":0},0,0,0,0,0,0,0,0,0,0,0,0,0,0,0,0,{"$f":"Summary!J$83*(+BA607)","v":0},0,0,{"$f":"+IF($M607=2,IF($O607<Summary!$F$383,Summary!$J$398*$L607,$BU$8*$W607),0)","v":0},0,0,0,0,0,0,0,0,{"$f":"+IF(M607=3,IF(O607<Summary!F$383,Summary!J$406*L607,CD$8*W607),0)","v":0},0,0,0,0,0,0,0,0,0,0,0,0,0,0,0,0,0,0,0,0,{"$f":"+IF(#REF!=0,0,(#REF!-#REF!)/#REF!)","v":{"$error":"#REF!"}}]
[80,{"$f":"+SettlementBcons!A554","v":0},{"$f":"+SettlementBcons!CC554","v":0},{"$f":"+SettlementBcons!BN554","v":0},{"$f":"+SettlementBcons!BC554","v":0},"",{"$f":"+SettlementBcons!BU554","v":0},{"$f":"+SettlementBcons!BW554/1000","v":0},0,"default",1,0,3,0,0,null,2000,0,0,0,0,0,0,{"$f":"IF(L613=0,\"\",VLOOKUP($R613/1000,Networkdesign!$R$4:$T$17,3))","v":""},{"$f":"IF(L613=0,0,VLOOKUP($S613/L613/1000,Networkdesign!$R$4:$U$17,4))","v":0},0,0,0,0,0,0,0,{"$f":"+(Z613*Networkdesign!O$6+AA613*Networkdesign!O$8+AB613*Networkdesign!O$9+AC613*Networkdesign!O$10+AD613*Networkdesign!O$11+AE613*Networkdesign!O$12)/1000","v":0},{"$f":"+(Z613*Network!G$76+AA613*Network!I$76+AB613*Network!J$76+AC613*Network!K$76+AD613*Network!L$76+AE613*Network!M$76)","v":0},0,0,0,0,0,0,0,0,0,0,0,0,0,0,0,0,0,0,{"$f":"IF(M613>1,0,BA$8*$W613+S613*Summary!J$391)","v":0},0,0,0,0,0,0,0,0,0,0,0,0,0,0,0,0,{"$f":"Summary!J$83*(+BA613)","v":0},0,0,{"$f":"+IF($M613=2,IF($O613<Summary!$F$383,Summary!$J$398*$L613,$BU$8*$W613),0)","v":0},0,0,0,0,0,0,0,0,{"$f":"+IF(M613=3,IF(O613<Summary!F$383,Summary!J$406*L613,CD$8*W613),0)","v":0},0,0,0,0,0,0,0,0,0,0,0,0,0,0,0,0,0,0,0,0,{"$f":"+IF(#REF!=0,0,(#REF!-#REF!)/#REF!)","v":{"$error":"#REF!"}}]
[81,{"$f":"+SettlementBcons!A555","v":0},{"$f":"+SettlementBcons!CC555","v":0},{"$f":"+SettlementBcons!BN555","v":0},{"$f":"+SettlementBcons!BC555","v":0},"",{"$f":"+SettlementBcons!BU555","v":0},{"$f":"+SettlementBcons!BW555/1000","v":0},0,"default",1,0,3,0,0,null,2000,0,0,0,0,0,0,{"$f":"IF(L614=0,\"\",VLOOKUP($R614/1000,Networkdesign!$R$4:$T$17,3))","v":""},{"$f":"IF(L614=0,0,VLOOKUP($S614/L614/1000,Networkdesign!$R$4:$U$17,4))","v":0},0,0,0,0,0,0,0,{"$f":"+(Z614*Networkdesign!O$6+AA614*Networkdesign!O$8+AB614*Networkdesign!O$9+AC614*Networkdesign!O$10+AD614*Networkdesign!O$11+AE614*Networkdesign!O$12)/1000","v":0},{"$f":"+(Z614*Network!G$76+AA614*Network!I$76+AB614*Network!J$76+AC614*Network!K$76+AD614*Network!L$76+AE614*Network!M$76)","v":0},0,0,0,0,0,0,0,0,0,0,0,0,0,0,0,0,0,0,{"$f":"IF(M614>1,0,BA$8*$W614+S614*Summary!J$391)","v":0},0,0,0,0,0,0,0,0,0,0,0,0,0,0,0,0,{"$f":"Summary!J$83*(+BA614)","v":0},0,0,{"$f":"+IF($M614=2,IF($O614<Summary!$F$383,Summary!$J$398*$L614,$BU$8*$W614),0)","v":0},0,0,0,0,0,0,0,0,{"$f":"+IF(M614=3,IF(O614<Summary!F$383,Summary!J$406*L614,CD$8*W614),0)","v":0},0,0,0,0,0,0,0,0,0,0,0,0,0,0,0,0,0,0,0,0,{"$f":"+IF(#REF!=0,0,(#REF!-#REF!)/#REF!)","v":{"$error":"#REF!"}}]
[86,{"$f":"+SettlementBcons!A560","v":0},{"$f":"+SettlementBcons!CC560","v":0},{"$f":"+SettlementBcons!BN560","v":0},{"$f":"+SettlementBcons!BC560","v":0},"",0,{"$f":"+SettlementBcons!BW560/1000","v":0},0,"default",0,0,3,0,0,null,2000,0,0,0,0,0,0,{"$f":"IF(L619=0,\"\",VLOOKUP($R619/1000,Networkdesign!$R$4:$T$17,3))","v":""},{"$f":"IF(L619=0,0,VLOOKUP($S619/L619/1000,Networkdesign!$R$4:$U$17,4))","v":0},0,0,0,0,0,0,0,{"$f":"+(Z619*Networkdesign!O$6+AA619*Networkdesign!O$8+AB619*Networkdesign!O$9+AC619*Networkdesign!O$10+AD619*Networkdesign!O$11+AE619*Networkdesign!O$12)/1000","v":0},{"$f":"+(Z619*Network!G$76+AA619*Network!I$76+AB619*Network!J$76+AC619*Network!K$76+AD619*Network!L$76+AE619*Network!M$76)","v":0},0,0,0,0,0,0,0,0,0,0,0,0,0,0,0,0,0,0,{"$f":"IF(M619>1,0,BA$8*$W619+S619*Summary!J$391)","v":0},0,0,0,0,0,0,0,0,0,0,0,0,0,0,0,0,{"$f":"Summary!J$83*(+BA619)","v":0},0,0,{"$f":"+IF($M619=2,IF($O619<Summary!$F$383,Summary!$J$398*$L619,$BU$8*$W619),0)","v":0},0,0,0,0,0,0,0,0,{"$f":"+IF(M619=3,IF(O619<Summary!F$383,Summary!J$406*L619,CD$8*W619),0)","v":0},0,0,0,0,0,0,0,0,0,0,0,0,0,0,0,0,0,0,0,0,{"$f":"+IF(#REF!=0,0,(#REF!-#REF!)/#REF!)","v":{"$error":"#REF!"}}]
[91,{"$f":"+SettlementBcons!A565","v":0},{"$f":"+SettlementBcons!CC565","v":0},{"$f":"+SettlementBcons!BN565","v":0},{"$f":"+SettlementBcons!BC565","v":0},"",{"$f":"+SettlementBcons!BU565","v":0},{"$f":"+SettlementBcons!BW565/1000","v":0},0,"default",1,0,3,0,0,null,2000,0,0,0,0,0,0,{"$f":"IF(L624=0,\"\",VLOOKUP($R624/1000,Networkdesign!$R$4:$T$17,3))","v":""},{"$f":"IF(L624=0,0,VLOOKUP($S624/L624/1000,Networkdesign!$R$4:$U$17,4))","v":0},0,0,0,0,0,0,0,{"$f":"+(Z624*Networkdesign!O$6+AA624*Networkdesign!O$8+AB624*Networkdesign!O$9+AC624*Networkdesign!O$10+AD624*Networkdesign!O$11+AE624*Networkdesign!O$12)/1000","v":0},{"$f":"+(Z624*Network!G$76+AA624*Network!I$76+AB624*Network!J$76+AC624*Network!K$76+AD624*Network!L$76+AE624*Network!M$76)","v":0},0,0,0,0,0,0,0,0,0,0,0,0,0,0,0,0,0,0,{"$f":"IF(M624>1,0,BA$8*$W624+S624*Summary!J$391)","v":0},0,0,0,0,0,0,0,0,0,0,0,0,0,0,0,0,{"$f":"Summary!J$83*(+BA624)","v":0},0,0,{"$f":"+IF($M624=2,IF($O624<Summary!$F$383,Summary!$J$398*$L624,$BU$8*$W624),0)","v":0},0,0,0,0,0,0,0,0,{"$f":"+IF(M624=3,IF(O624<Summary!F$383,Summary!J$406*L624,CD$8*W624),0)","v":0},0,0,0,0,0,0,0,0,0,0,0,0,0,0,0,0,0,0,0,0,{"$f":"+IF(#REF!=0,0,(#REF!-#REF!)/#REF!)","v":{"$error":"#REF!"}}]
[95,{"$f":"+SettlementBcons!A569","v":0},{"$f":"+SettlementBcons!CC569","v":0},{"$f":"+SettlementBcons!BN569","v":0},{"$f":"+SettlementBcons!BC569","v":0},"",{"$f":"+SettlementBcons!BU569","v":0},{"$f":"+SettlementBcons!BW569/1000","v":0},0,"default",1,0,3,0,0,null,2000,0,0,0,0,0,0,{"$f":"IF(L628=0,\"\",VLOOKUP($R628/1000,Networkdesign!$R$4:$T$17,3))","v":""},{"$f":"IF(L628=0,0,VLOOKUP($S628/L628/1000,Networkdesign!$R$4:$U$17,4))","v":0},0,0,0,0,0,0,0,{"$f":"+(Z628*Networkdesign!O$6+AA628*Networkdesign!O$8+AB628*Networkdesign!O$9+AC628*Networkdesign!O$10+AD628*Networkdesign!O$11+AE628*Networkdesign!O$12)/1000","v":0},{"$f":"+(Z628*Network!G$76+AA628*Network!I$76+AB628*Network!J$76+AC628*Network!K$76+AD628*Network!L$76+AE628*Network!M$76)","v":0},0,0,0,0,0,0,0,0,0,0,0,0,0,0,0,0,0,0,{"$f":"IF(M628>1,0,BA$8*$W628+S628*Summary!J$391)","v":0},0,0,0,0,0,0,0,0,0,0,0,0,0,0,0,0,{"$f":"Summary!J$83*(+BA628)","v":0},0,0,{"$f":"+IF($M628=2,IF($O628<Summary!$F$383,Summary!$J$398*$L628,$BU$8*$W628),0)","v":0},0,0,0,0,0,0,0,0,{"$f":"+IF(M628=3,IF(O628<Summary!F$383,Summary!J$406*L628,CD$8*W628),0)","v":0},0,0,0,0,0,0,0,0,0,0,0,0,0,0,0,0,0,0,0,0,{"$f":"+IF(#REF!=0,0,(#REF!-#REF!)/#REF!)","v":{"$error":"#REF!"}}]
[96,{"$f":"+SettlementBcons!A570","v":0},{"$f":"+SettlementBcons!CC570","v":0},{"$f":"+SettlementBcons!BN570","v":0},{"$f":"+SettlementBcons!BC570","v":0},"",{"$f":"+SettlementBcons!BU570","v":0},{"$f":"+SettlementBcons!BW570/1000","v":0},0,"default",1,0,3,0,0,null,2000,0,0,0,0,0,0,{"$f":"IF(L629=0,\"\",VLOOKUP($R629/1000,Networkdesign!$R$4:$T$17,3))","v":""},{"$f":"IF(L629=0,0,VLOOKUP($S629/L629/1000,Networkdesign!$R$4:$U$17,4))","v":0},0,0,0,0,0,0,0,{"$f":"+(Z629*Networkdesign!O$6+AA629*Networkdesign!O$8+AB629*Networkdesign!O$9+AC629*Networkdesign!O$10+AD629*Networkdesign!O$11+AE629*Networkdesign!O$12)/1000","v":0},{"$f":"+(Z629*Network!G$76+AA629*Network!I$76+AB629*Network!J$76+AC629*Network!K$76+AD629*Network!L$76+AE629*Network!M$76)","v":0},0,0,0,0,0,0,0,0,0,0,0,0,0,0,0,0,0,0,{"$f":"IF(M629>1,0,BA$8*$W629+S629*Summary!J$391)","v":0},0,0,0,0,0,0,0,0,0,0,0,0,0,0,0,0,{"$f":"Summary!J$83*(+BA629)","v":0},0,0,{"$f":"+IF($M629=2,IF($O629<Summary!$F$383,Summary!$J$398*$L629,$BU$8*$W629),0)","v":0},0,0,0,0,0,0,0,0,{"$f":"+IF(M629=3,IF(O629<Summary!F$383,Summary!J$406*L629,CD$8*W629),0)","v":0},0,0,0,0,0,0,0,0,0,0,0,0,0,0,0,0,0,0,0,0,{"$f":"+IF(#REF!=0,0,(#REF!-#REF!)/#REF!)","v":{"$error":"#REF!"}}]
[101,{"$f":"+SettlementBcons!A575","v":0},{"$f":"+SettlementBcons!CC575","v":0},{"$f":"+SettlementBcons!BN575","v":0},{"$f":"+SettlementBcons!BC575","v":0},"",{"$f":"+SettlementBcons!BU575","v":0},{"$f":"+SettlementBcons!BW575/1000","v":0},0,"default",1,0,3,0,0,null,2000,0,0,0,0,0,0,{"$f":"IF(L634=0,\"\",VLOOKUP($R634/1000,Networkdesign!$R$4:$T$17,3))","v":""},{"$f":"IF(L634=0,0,VLOOKUP($S634/L634/1000,Networkdesign!$R$4:$U$17,4))","v":0},0,0,0,0,0,0,0,{"$f":"+(Z634*Networkdesign!O$6+AA634*Networkdesign!O$8+AB634*Networkdesign!O$9+AC634*Networkdesign!O$10+AD634*Networkdesign!O$11+AE634*Networkdesign!O$12)/1000","v":0},{"$f":"+(Z634*Network!G$76+AA634*Network!I$76+AB634*Network!J$76+AC634*Network!K$76+AD634*Network!L$76+AE634*Network!M$76)","v":0},0,0,0,0,0,0,0,0,0,0,0,0,0,0,0,0,0,0,{"$f":"IF(M634>1,0,BA$8*$W634+S634*Summary!J$391)","v":0},0,0,0,0,0,0,0,0,0,0,0,0,0,0,0,0,{"$f":"Summary!J$83*(+BA634)","v":0},0,0,{"$f":"+IF($M634=2,IF($O634<Summary!$F$383,Summary!$J$398*$L634,$BU$8*$W634),0)","v":0},0,0,0,0,0,0,0,0,{"$f":"+IF(M634=3,IF(O634<Summary!F$383,Summary!J$406*L634,CD$8*W634),0)","v":0},0,0,0,0,0,0,0,0,0,0,0,0,0,0,0,0,0,0,0,0,{"$f":"+IF(#REF!=0,0,(#REF!-#REF!)/#REF!)","v":{"$error":"#REF!"}}]
[106,{"$f":"+SettlementBcons!A580","v":0},{"$f":"+SettlementBcons!CC580","v":0},{"$f":"+SettlementBcons!BN580","v":0},{"$f":"+SettlementBcons!BC580","v":0},"",{"$f":"+SettlementBcons!BU580","v":0},{"$f":"+SettlementBcons!BW580/1000","v":0},0,"default",1,0,3,0,0,null,2000,0,0,0,0,0,0,{"$f":"IF(L639=0,\"\",VLOOKUP($R639/1000,Networkdesign!$R$4:$T$17,3))","v":""},{"$f":"IF(L639=0,0,VLOOKUP($S639/L639/1000,Networkdesign!$R$4:$U$17,4))","v":0},0,0,0,0,0,0,0,{"$f":"+(Z639*Networkdesign!O$6+AA639*Networkdesign!O$8+AB639*Networkdesign!O$9+AC639*Networkdesign!O$10+AD639*Networkdesign!O$11+AE639*Networkdesign!O$12)/1000","v":0},{"$f":"+(Z639*Network!G$76+AA639*Network!I$76+AB639*Network!J$76+AC639*Network!K$76+AD639*Network!L$76+AE639*Network!M$76)","v":0},0,0,0,0,0,0,0,0,0,0,0,0,0,0,0,0,0,0,{"$f":"IF(M639>1,0,BA$8*$W639+S639*Summary!J$391)","v":0},0,0,0,0,0,0,0,0,0,0,0,0,0,0,0,0,{"$f":"Summary!J$83*(+BA639)","v":0},0,0,{"$f":"+IF($M639=2,IF($O639<Summary!$F$383,Summary!$J$398*$L639,$BU$8*$W639),0)","v":0},0,0,0,0,0,0,0,0,{"$f":"+IF(M639=3,IF(O639<Summary!F$383,Summary!J$406*L639,CD$8*W639),0)","v":0},0,0,0,0,0,0,0,0,0,0,0,0,0,0,0,0,0,0,0,0,{"$f":"+IF(#REF!=0,0,(#REF!-#REF!)/#REF!)","v":{"$error":"#REF!"}}]
[{"$f":"A643+1","v":2},{"$f":"+SettlementBcons!A582","v":0},{"$f":"+SettlementBcons!CC582","v":0},{"$f":"+SettlementBcons!BN582","v":0},{"$f":"+SettlementBcons!BC582","v":0},"",{"$f":"+SettlementBcons!BU582","v":0},{"$f":"+SettlementBcons!BW582/1000","v":0},0,"default",1,0,3,0,0,null,2000,0,0,0,0,0,0,{"$f":"IF(L644=0,\"\",VLOOKUP($R644/1000,Networkdesign!$R$4:$T$17,3))","v":""},{"$f":"IF(L644=0,0,VLOOKUP($S644/L644/1000,Networkdesign!$R$4:$U$17,4))","v":0},0,0,0,0,0,0,0,{"$f":"+(Z644*Networkdesign!O$6+AA644*Networkdesign!O$8+AB644*Networkdesign!O$9+AC644*Networkdesign!O$10+AD644*Networkdesign!O$11+AE644*Networkdesign!O$12)/1000","v":0},{"$f":"+(Z644*Network!G$76+AA644*Network!I$76+AB644*Network!J$76+AC644*Network!K$76+AD644*Network!L$76+AE644*Network!M$76)","v":0},0,0,0,0,0,0,0,0,0,0,0,0,0,0,0,0,0,0,{"$f":"IF(M644>1,0,BA$8*$W644+S644*Summary!J$391)","v":0},0,0,0,0,0,0,0,0,0,0,0,0,0,0,0,0,{"$f":"Summary!J$83*(+BA644)","v":0},0,0,{"$f":"+IF($M644=2,IF($O644<Summary!$F$383,Summary!$J$398*$L644,$BU$8*$W644),0)","v":0},0,0,0,0,0,0,0,0,{"$f":"+IF(M644=3,IF(O644<Summary!F$383,Summary!J$406*L644,CD$8*W644),0)","v":0},0,0,0,0,0,0,0,0,0,0,0,0,0,0,0,0,0,0,0,0,{"$f":"+IF(#REF!=0,0,(#REF!-#REF!)/#REF!)","v":{"$error":"#REF!"}}]
[3,{"$f":"+SettlementBcons!A583","v":0},{"$f":"+SettlementBcons!CC583","v":0},{"$f":"+SettlementBcons!BN583","v":0},{"$f":"+SettlementBcons!BC583","v":0},"",{"$f":"+SettlementBcons!BU583","v":0},{"$f":"+SettlementBcons!BW583/1000","v":0},0,"default",1,0,3,0,0,null,2000,0,0,0,0,0,0,{"$f":"IF(L645=0,\"\",VLOOKUP($R645/1000,Networkdesign!$R$4:$T$17,3))","v":""},{"$f":"IF(L645=0,0,VLOOKUP($S645/L645/1000,Networkdesign!$R$4:$U$17,4))","v":0},0,0,0,0,0,0,0,{"$f":"+(Z645*Networkdesign!O$6+AA645*Networkdesign!O$8+AB645*Networkdesign!O$9+AC645*Networkdesign!O$10+AD645*Networkdesign!O$11+AE645*Networkdesign!O$12)/1000","v":0},{"$f":"+(Z645*Network!G$76+AA645*Network!I$76+AB645*Network!J$76+AC645*Network!K$76+AD645*Network!L$76+AE645*Network!M$76)","v":0},0,0,0,0,0,0,0,0,0,0,0,0,0,0,0,0,0,0,{"$f":"IF(M645>1,0,BA$8*$W645+S645*Summary!J$391)","v":0},0,0,0,0,0,0,0,0,0,0,0,0,0,0,0,0,{"$f":"Summary!J$83*(+BA645)","v":0},0,0,{"$f":"+IF($M645=2,IF($O645<Summary!$F$383,Summary!$J$398*$L645,$BU$8*$W645),0)","v":0},0,0,0,0,0,0,0,0,{"$f":"+IF(M645=3,IF(O645<Summary!F$383,Summary!J$406*L645,CD$8*W645),0)","v":0},0,0,0,0,0,0,0,0,0,0,0,0,0,0,0,0,0,0,0,0,{"$f":"+IF(#REF!=0,0,(#REF!-#REF!)/#REF!)","v":{"$error":"#REF!"}}]
[8,{"$f":"+SettlementBcons!A588","v":0},{"$f":"+SettlementBcons!CC588","v":0},{"$f":"+SettlementBcons!BN588","v":0},{"$f":"+SettlementBcons!BC588","v":0},"",{"$f":"+SettlementBcons!BU588","v":0},{"$f":"+SettlementBcons!BW588/1000","v":0},0,"default",1,0,3,{"$f":"+L650*G650","v":0},{"$f":"+N650*I650/1000","v":0},null,2000,{"$f":"+G650*I650/Q650","v":0},0,0,0,0,0,{"$f":"IF(L650=0,\"\",VLOOKUP($R650/1000,Networkdesign!$R$4:$T$17,3))","v":""},{"$f":"IF(L650=0,0,VLOOKUP($S650/L650/1000,Networkdesign!$R$4:$U$17,4))","v":0},0,0,0,0,0,0,0,{"$f":"+(Z650*Networkdesign!O$6+AA650*Networkdesign!O$8+AB650*Networkdesign!O$9+AC650*Networkdesign!O$10+AD650*Networkdesign!O$11+AE650*Networkdesign!O$12)/1000","v":0},{"$f":"+(Z650*Network!G$76+AA650*Network!I$76+AB650*Network!J$76+AC650*Network!K$76+AD650*Network!L$76+AE650*Network!M$76)","v":0},0,0,0,0,0,0,0,0,0,0,0,0,0,0,0,0,0,0,{"$f":"IF(M650>1,0,BA$8*$W650+S650*Summary!J$391)","v":0},0,0,0,0,0,0,0,0,0,0,0,0,0,0,0,0,{"$f":"Summary!J$83*(+BA650)","v":0},0,0,{"$f":"+IF($M650=2,IF($O650<Summary!$F$383,Summary!$J$398*$L650,$BU$8*$W650),0)","v":0},0,0,0,0,0,0,0,0,{"$f":"+IF(M650=3,IF(O650<Summary!F$383,Summary!J$406*L650,CD$8*W650),0)","v":0},0,0,0,0,0,0,0,0,0,0,0,0,0,0,0,0,0,0,0,0,{"$f":"+IF(#REF!=0,0,(#REF!-#REF!)/#REF!)","v":{"$error":"#REF!"}}]
[12,{"$f":"+SettlementBcons!A592","v":0},{"$f":"+SettlementBcons!CC592","v":0},{"$f":"+SettlementBcons!BN592","v":0},{"$f":"+SettlementBcons!BC592","v":0},"",{"$f":"+SettlementBcons!BU592","v":0},{"$f":"+SettlementBcons!BW592/1000","v":0},0,"default",1,0,3,0,0,null,2000,0,0,0,0,0,0,{"$f":"IF(L654=0,\"\",VLOOKUP($R654/1000,Networkdesign!$R$4:$T$17,3))","v":""},{"$f":"IF(L654=0,0,VLOOKUP($S654/L654/1000,Networkdesign!$R$4:$U$17,4))","v":0},0,0,0,0,0,0,0,{"$f":"+(Z654*Networkdesign!O$6+AA654*Networkdesign!O$8+AB654*Networkdesign!O$9+AC654*Networkdesign!O$10+AD654*Networkdesign!O$11+AE654*Networkdesign!O$12)/1000","v":0},{"$f":"+(Z654*Network!G$76+AA654*Network!I$76+AB654*Network!J$76+AC654*Network!K$76+AD654*Network!L$76+AE654*Network!M$76)","v":0},0,0,0,0,0,0,0,0,0,0,0,0,0,0,0,0,0,0,{"$f":"IF(M654>1,0,BA$8*$W654+S654*Summary!J$391)","v":0},0,0,0,0,0,0,0,0,0,0,0,0,0,0,0,0,{"$f":"Summary!J$83*(+BA654)","v":0},0,0,{"$f":"+IF($M654=2,IF($O654<Summary!$F$383,Summary!$J$398*$L654,$BU$8*$W654),0)","v":0},0,0,0,0,0,0,0,0,{"$f":"+IF(M654=3,IF(O654<Summary!F$383,Summary!J$406*L654,CD$8*W654),0)","v":0},0,0,0,0,0,0,0,0,0,0,0,0,0,0,0,0,0,0,0,0,{"$f":"+IF(#REF!=0,0,(#REF!-#REF!)/#REF!)","v":{"$error":"#REF!"}}]
[17,{"$f":"+SettlementBcons!A597","v":0},{"$f":"+SettlementBcons!CC597","v":0},{"$f":"+SettlementBcons!BN597","v":0},{"$f":"+SettlementBcons!BC597","v":0},"",{"$f":"+SettlementBcons!BU597","v":0},{"$f":"+SettlementBcons!BW597/1000","v":0},0,"default",1,0,3,0,0,null,2000,0,0,0,0,0,0,{"$f":"IF(L659=0,\"\",VLOOKUP($R659/1000,Networkdesign!$R$4:$T$17,3))","v":""},{"$f":"IF(L659=0,0,VLOOKUP($S659/L659/1000,Networkdesign!$R$4:$U$17,4))","v":0},0,0,0,0,0,0,0,{"$f":"+(Z659*Networkdesign!O$6+AA659*Networkdesign!O$8+AB659*Networkdesign!O$9+AC659*Networkdesign!O$10+AD659*Networkdesign!O$11+AE659*Networkdesign!O$12)/1000","v":0},{"$f":"+(Z659*Network!G$76+AA659*Network!I$76+AB659*Network!J$76+AC659*Network!K$76+AD659*Network!L$76+AE659*Network!M$76)","v":0},0,0,0,0,0,0,0,0,0,0,0,0,0,0,0,0,0,0,{"$f":"IF(M659>1,0,BA$8*$W659+S659*Summary!J$391)","v":0},0,0,0,0,0,0,0,0,0,0,0,0,0,0,0,0,{"$f":"Summary!J$83*(+BA659)","v":0},0,0,{"$f":"+IF($M659=2,IF($O659<Summary!$F$383,Summary!$J$398*$L659,$BU$8*$W659),0)","v":0},0,0,0,0,0,0,0,0,{"$f":"+IF(M659=3,IF(O659<Summary!F$383,Summary!J$406*L659,CD$8*W659),0)","v":0},0,0,0,0,0,0,0,0,0,0,0,0,0,0,0,0,0,0,0,0,{"$f":"+IF(#REF!=0,0,(#REF!-#REF!)/#REF!)","v":{"$error":"#REF!"}}]
[18,{"$f":"+SettlementBcons!A598","v":0},{"$f":"+SettlementBcons!CC598","v":0},{"$f":"+SettlementBcons!BN598","v":0},{"$f":"+SettlementBcons!BC598","v":0},"",{"$f":"+SettlementBcons!BU598","v":0},{"$f":"+SettlementBcons!BW598/1000","v":0},0,"default",1,0,3,0,0,null,2000,0,0,0,0,0,0,{"$f":"IF(L660=0,\"\",VLOOKUP($R660/1000,Networkdesign!$R$4:$T$17,3))","v":""},{"$f":"IF(L660=0,0,VLOOKUP($S660/L660/1000,Networkdesign!$R$4:$U$17,4))","v":0},0,0,0,0,0,0,0,{"$f":"+(Z660*Networkdesign!O$6+AA660*Networkdesign!O$8+AB660*Networkdesign!O$9+AC660*Networkdesign!O$10+AD660*Networkdesign!O$11+AE660*Networkdesign!O$12)/1000","v":0},{"$f":"+(Z660*Network!G$76+AA660*Network!I$76+AB660*Network!J$76+AC660*Network!K$76+AD660*Network!L$76+AE660*Network!M$76)","v":0},0,0,0,0,0,0,0,0,0,0,0,0,0,0,0,0,0,0,{"$f":"IF(M660>1,0,BA$8*$W660+S660*Summary!J$391)","v":0},0,0,0,0,0,0,0,0,0,0,0,0,0,0,0,0,{"$f":"Summary!J$83*(+BA660)","v":0},0,0,{"$f":"+IF($M660=2,IF($O660<Summary!$F$383,Summary!$J$398*$L660,$BU$8*$W660),0)","v":0},0,0,0,0,0,0,0,0,{"$f":"+IF(M660=3,IF(O660<Summary!F$383,Summary!J$406*L660,CD$8*W660),0)","v":0},0,0,0,0,0,0,0,0,0,0,0,0,0,0,0,0,0,0,0,0,{"$f":"+IF(#REF!=0,0,(#REF!-#REF!)/#REF!)","v":{"$error":"#REF!"}}]
[23,{"$f":"+SettlementBcons!A603","v":0},{"$f":"+SettlementBcons!CC603","v":0},{"$f":"+SettlementBcons!BN603","v":0},{"$f":"+SettlementBcons!BC603","v":0},"",{"$f":"+SettlementBcons!BU603","v":0},{"$f":"+SettlementBcons!BW603/1000","v":0},0,"default",1,0,3,0,0,null,2000,0,0,0,0,0,0,{"$f":"IF(L665=0,\"\",VLOOKUP($R665/1000,Networkdesign!$R$4:$T$17,3))","v":""},{"$f":"IF(L665=0,0,VLOOKUP($S665/L665/1000,Networkdesign!$R$4:$U$17,4))","v":0},0,0,0,0,0,0,0,{"$f":"+(Z665*Networkdesign!O$6+AA665*Networkdesign!O$8+AB665*Networkdesign!O$9+AC665*Networkdesign!O$10+AD665*Networkdesign!O$11+AE665*Networkdesign!O$12)/1000","v":0},{"$f":"+(Z665*Network!G$76+AA665*Network!I$76+AB665*Network!J$76+AC665*Network!K$76+AD665*Network!L$76+AE665*Network!M$76)","v":0},0,0,0,0,0,0,0,0,0,0,0,0,0,0,0,0,0,0,{"$f":"IF(M665>1,0,BA$8*$W665+S665*Summary!J$391)","v":0},0,0,0,0,0,0,0,0,0,0,0,0,0,0,0,0,{"$f":"Summary!J$83*(+BA665)","v":0},0,0,{"$f":"+IF($M665=2,IF($O665<Summary!$F$383,Summary!$J$398*$L665,$BU$8*$W665),0)","v":0},0,0,0,0,0,0,0,0,{"$f":"+IF(M665=3,IF(O665<Summary!F$383,Summary!J$406*L665,CD$8*W665),0)","v":0},0,0,0,0,0,0,0,0,0,0,0,0,0,0,0,0,0,0,0,0,{"$f":"+IF(#REF!=0,0,(#REF!-#REF!)/#REF!)","v":{"$error":"#REF!"}}]
[28,{"$f":"+SettlementBcons!A608","v":0},{"$f":"+SettlementBcons!CC608","v":0},{"$f":"+SettlementBcons!BN608","v":0},{"$f":"+SettlementBcons!BC608","v":0},"",{"$f":"+SettlementBcons!BU608","v":0},{"$f":"+SettlementBcons!BW608/1000","v":0},0,"default",1,0,3,0,0,null,2000,0,0,0,0,0,0,{"$f":"IF(L670=0,\"\",VLOOKUP($R670/1000,Networkdesign!$R$4:$T$17,3))","v":""},{"$f":"IF(L670=0,0,VLOOKUP($S670/L670/1000,Networkdesign!$R$4:$U$17,4))","v":0},0,0,0,0,0,0,0,{"$f":"+(Z670*Networkdesign!O$6+AA670*Networkdesign!O$8+AB670*Networkdesign!O$9+AC670*Networkdesign!O$10+AD670*Networkdesign!O$11+AE670*Networkdesign!O$12)/1000","v":0},{"$f":"+(Z670*Network!G$76+AA670*Network!I$76+AB670*Network!J$76+AC670*Network!K$76+AD670*Network!L$76+AE670*Network!M$76)","v":0},0,0,0,0,0,0,0,0,0,0,0,0,0,0,0,0,0,0,{"$f":"IF(M670>1,0,BA$8*$W670+S670*Summary!J$391)","v":0},0,0,0,0,0,0,0,0,0,0,0,0,0,0,0,0,{"$f":"Summary!J$83*(+BA670)","v":0},0,0,{"$f":"+IF($M670=2,IF($O670<Summary!$F$383,Summary!$J$398*$L670,$BU$8*$W670),0)","v":0},0,0,0,0,0,0,0,0,{"$f":"+IF(M670=3,IF(O670<Summary!F$383,Summary!J$406*L670,CD$8*W670),0)","v":0},0,0,0,0,0,0,0,0,0,0,0,0,0,0,0,0,0,0,0,0,{"$f":"+IF(#REF!=0,0,(#REF!-#REF!)/#REF!)","v":{"$error":"#REF!"}}]
[31,{"$f":"+SettlementBcons!A611","v":0},{"$f":"+SettlementBcons!CC611","v":0},{"$f":"+SettlementBcons!BN611","v":0},{"$f":"+SettlementBcons!BC611","v":0},"",{"$f":"+SettlementBcons!BU611","v":0},{"$f":"+SettlementBcons!BW611/1000","v":0},0,"default",1,0,3,0,0,null,2000,0,0,0,0,0,0,{"$f":"IF(L673=0,\"\",VLOOKUP($R673/1000,Networkdesign!$R$4:$T$17,3))","v":""},{"$f":"IF(L673=0,0,VLOOKUP($S673/L673/1000,Networkdesign!$R$4:$U$17,4))","v":0},0,0,0,0,0,0,0,{"$f":"+(Z673*Networkdesign!O$6+AA673*Networkdesign!O$8+AB673*Networkdesign!O$9+AC673*Networkdesign!O$10+AD673*Networkdesign!O$11+AE673*Networkdesign!O$12)/1000","v":0},{"$f":"+(Z673*Network!G$76+AA673*Network!I$76+AB673*Network!J$76+AC673*Network!K$76+AD673*Network!L$76+AE673*Network!M$76)","v":0},0,0,0,0,0,0,0,0,0,0,0,0,0,0,0,0,0,0,{"$f":"IF(M673>1,0,BA$8*$W673+S673*Summary!J$391)","v":0},0,0,0,0,0,0,0,0,0,0,0,0,0,0,0,0,{"$f":"Summary!J$83*(+BA673)","v":0},0,0,{"$f":"+IF($M673=2,IF($O673<Summary!$F$383,Summary!$J$398*$L673,$BU$8*$W673),0)","v":0},0,0,0,0,0,0,0,0,{"$f":"+IF(M673=3,IF(O673<Summary!F$383,Summary!J$406*L673,CD$8*W673),0)","v":0},0,0,0,0,0,0,0,0,0,0,0,0,0,0,0,0,0,0,0,0,{"$f":"+IF(#REF!=0,0,(#REF!-#REF!)/#REF!)","v":{"$error":"#REF!"}}]
[33,{"$f":"+SettlementBcons!A613","v":0},{"$f":"+SettlementBcons!CC613","v":0},{"$f":"+SettlementBcons!BN613","v":0},{"$f":"+SettlementBcons!BC613","v":0},"",{"$f":"+SettlementBcons!BU613","v":0},{"$f":"+SettlementBcons!BW613/1000","v":0},0,"default",1,0,3,0,0,null,2000,0,0,0,0,0,0,{"$f":"IF(L675=0,\"\",VLOOKUP($R675/1000,Networkdesign!$R$4:$T$17,3))","v":""},{"$f":"IF(L675=0,0,VLOOKUP($S675/L675/1000,Networkdesign!$R$4:$U$17,4))","v":0},0,0,0,0,0,0,0,{"$f":"+(Z675*Networkdesign!O$6+AA675*Networkdesign!O$8+AB675*Networkdesign!O$9+AC675*Networkdesign!O$10+AD675*Networkdesign!O$11+AE675*Networkdesign!O$12)/1000","v":0},{"$f":"+(Z675*Network!G$76+AA675*Network!I$76+AB675*Network!J$76+AC675*Network!K$76+AD675*Network!L$76+AE675*Network!M$76)","v":0},0,0,0,0,0,0,0,0,0,0,0,0,0,0,0,0,0,0,{"$f":"IF(M675>1,0,BA$8*$W675+S675*Summary!J$391)","v":0},0,0,0,0,0,0,0,0,0,0,0,0,0,0,0,0,{"$f":"Summary!J$83*(+BA675)","v":0},0,0,{"$f":"+IF($M675=2,IF($O675<Summary!$F$383,Summary!$J$398*$L675,$BU$8*$W675),0)","v":0},0,0,0,0,0,0,0,0,{"$f":"+IF(M675=3,IF(O675<Summary!F$383,Summary!J$406*L675,CD$8*W675),0)","v":0},0,0,0,0,0,0,0,0,0,0,0,0,0,0,0,0,0,0,0,0,{"$f":"+IF(#REF!=0,0,(#REF!-#REF!)/#REF!)","v":{"$error":"#REF!"}}]
[38,{"$f":"+SettlementBcons!A618","v":0},{"$f":"+SettlementBcons!CC618","v":0},{"$f":"+SettlementBcons!BN618","v":0},{"$f":"+SettlementBcons!BC618","v":0},"",{"$f":"+SettlementBcons!BU618","v":0},{"$f":"+SettlementBcons!BW618/1000","v":0},0,"default",1,0,3,0,0,null,2000,0,0,0,0,0,0,{"$f":"IF(L680=0,\"\",VLOOKUP($R680/1000,Networkdesign!$R$4:$T$17,3))","v":""},{"$f":"IF(L680=0,0,VLOOKUP($S680/L680/1000,Networkdesign!$R$4:$U$17,4))","v":0},0,0,0,0,0,0,0,{"$f":"+(Z680*Networkdesign!O$6+AA680*Networkdesign!O$8+AB680*Networkdesign!O$9+AC680*Networkdesign!O$10+AD680*Networkdesign!O$11+AE680*Networkdesign!O$12)/1000","v":0},{"$f":"+(Z680*Network!G$76+AA680*Network!I$76+AB680*Network!J$76+AC680*Network!K$76+AD680*Network!L$76+AE680*Network!M$76)","v":0},0,0,0,0,0,0,0,0,0,0,0,0,0,0,0,0,0,0,{"$f":"IF(M680>1,0,BA$8*$W680+S680*Summary!J$391)","v":0},0,0,0,0,0,0,0,0,0,0,0,0,0,0,0,0,{"$f":"Summary!J$83*(+BA680)","v":0},0,0,{"$f":"+IF($M680=2,IF($O680<Summary!$F$383,Summary!$J$398*$L680,$BU$8*$W680),0)","v":0},0,0,0,0,0,0,0,0,{"$f":"+IF(M680=3,IF(O680<Summary!F$383,Summary!J$406*L680,CD$8*W680),0)","v":0},0,0,0,0,0,0,0,0,0,0,0,0,0,0,0,0,0,0,0,0,{"$f":"+IF(#REF!=0,0,(#REF!-#REF!)/#REF!)","v":{"$error":"#REF!"}}]
[43,{"$f":"+SettlementBcons!A623","v":0},{"$f":"+SettlementBcons!CC623","v":0},{"$f":"+SettlementBcons!BN623","v":0},{"$f":"+SettlementBcons!BC623","v":0},"",{"$f":"+SettlementBcons!BU623","v":0},{"$f":"+SettlementBcons!BW623/1000","v":0},0,"default",1,0,3,0,0,null,2000,0,0,0,0,0,0,{"$f":"IF(L685=0,\"\",VLOOKUP($R685/1000,Networkdesign!$R$4:$T$17,3))","v":""},{"$f":"IF(L685=0,0,VLOOKUP($S685/L685/1000,Networkdesign!$R$4:$U$17,4))","v":0},0,0,0,0,0,0,0,{"$f":"+(Z685*Networkdesign!O$6+AA685*Networkdesign!O$8+AB685*Networkdesign!O$9+AC685*Networkdesign!O$10+AD685*Networkdesign!O$11+AE685*Networkdesign!O$12)/1000","v":0},{"$f":"+(Z685*Network!G$76+AA685*Network!I$76+AB685*Network!J$76+AC685*Network!K$76+AD685*Network!L$76+AE685*Network!M$76)","v":0},0,0,0,0,0,0,0,0,0,0,0,0,0,0,0,0,0,0,{"$f":"IF(M685>1,0,BA$8*$W685+S685*Summary!J$391)","v":0},0,0,0,0,0,0,0,0,0,0,0,0,0,0,0,0,{"$f":"Summary!J$83*(+BA685)","v":0},0,0,{"$f":"+IF($M685=2,IF($O685<Summary!$F$383,Summary!$J$398*$L685,$BU$8*$W685),0)","v":0},0,0,0,0,0,0,0,0,{"$f":"+IF(M685=3,IF(O685<Summary!F$383,Summary!J$406*L685,CD$8*W685),0)","v":0},0,0,0,0,0,0,0,0,0,0,0,0,0,0,0,0,0,0,0,0,{"$f":"+IF(#REF!=0,0,(#REF!-#REF!)/#REF!)","v":{"$error":"#REF!"}}]
[48,{"$f":"+SettlementBcons!A628","v":0},{"$f":"+SettlementBcons!CC628","v":0},{"$f":"+SettlementBcons!BN628","v":0},{"$f":"+SettlementBcons!BC628","v":0},"",{"$f":"+SettlementBcons!BU628","v":0},{"$f":"+SettlementBcons!BW628/1000","v":0},0,"default",1,0,3,0,0,null,2000,0,0,0,0,0,0,{"$f":"IF(L690=0,\"\",VLOOKUP($R690/1000,Networkdesign!$R$4:$T$17,3))","v":""},{"$f":"IF(L690=0,0,VLOOKUP($S690/L690/1000,Networkdesign!$R$4:$U$17,4))","v":0},0,0,0,0,0,0,0,{"$f":"+(Z690*Networkdesign!O$6+AA690*Networkdesign!O$8+AB690*Networkdesign!O$9+AC690*Networkdesign!O$10+AD690*Networkdesign!O$11+AE690*Networkdesign!O$12)/1000","v":0},{"$f":"+(Z690*Network!G$76+AA690*Network!I$76+AB690*Network!J$76+AC690*Network!K$76+AD690*Network!L$76+AE690*Network!M$76)","v":0},0,0,0,0,0,0,0,0,0,0,0,0,0,0,0,0,0,0,{"$f":"IF(M690>1,0,BA$8*$W690+S690*Summary!J$391)","v":0},0,0,0,0,0,0,0,0,0,0,0,0,0,0,0,0,{"$f":"Summary!J$83*(+BA690)","v":0},0,0,{"$f":"+IF($M690=2,IF($O690<Summary!$F$383,Summary!$J$398*$L690,$BU$8*$W690),0)","v":0},0,0,0,0,0,0,0,0,{"$f":"+IF(M690=3,IF(O690<Summary!F$383,Summary!J$406*L690,CD$8*W690),0)","v":0},0,0,0,0,0,0,0,0,0,0,0,0,0,0,0,0,0,0,0,0,{"$f":"+IF(#REF!=0,0,(#REF!-#REF!)/#REF!)","v":{"$error":"#REF!"}}]
[49,{"$f":"+SettlementBcons!A629","v":0},{"$f":"+SettlementBcons!CC629","v":0},{"$f":"+SettlementBcons!BN629","v":0},{"$f":"+SettlementBcons!BC629","v":0},"",{"$f":"+SettlementBcons!BU629","v":0},{"$f":"+SettlementBcons!BW629/1000","v":0},0,"default",1,0,3,0,0,null,2000,0,0,0,0,0,0,{"$f":"IF(L691=0,\"\",VLOOKUP($R691/1000,Networkdesign!$R$4:$T$17,3))","v":""},{"$f":"IF(L691=0,0,VLOOKUP($S691/L691/1000,Networkdesign!$R$4:$U$17,4))","v":0},0,0,0,0,0,0,0,{"$f":"+(Z691*Networkdesign!O$6+AA691*Networkdesign!O$8+AB691*Networkdesign!O$9+AC691*Networkdesign!O$10+AD691*Networkdesign!O$11+AE691*Networkdesign!O$12)/1000","v":0},{"$f":"+(Z691*Network!G$76+AA691*Network!I$76+AB691*Network!J$76+AC691*Network!K$76+AD691*Network!L$76+AE691*Network!M$76)","v":0},0,0,0,0,0,0,0,0,0,0,0,0,0,0,0,0,0,0,{"$f":"IF(M691>1,0,BA$8*$W691+S691*Summary!J$391)","v":0},0,0,0,0,0,0,0,0,0,0,0,0,0,0,0,0,{"$f":"Summary!J$83*(+BA691)","v":0},0,0,{"$f":"+IF($M691=2,IF($O691<Summary!$F$383,Summary!$J$398*$L691,$BU$8*$W691),0)","v":0},0,0,0,0,0,0,0,0,{"$f":"+IF(M691=3,IF(O691<Summary!F$383,Summary!J$406*L691,CD$8*W691),0)","v":0},0,0,0,0,0,0,0,0,0,0,0,0,0,0,0,0,0,0,0,0,{"$f":"+IF(#REF!=0,0,(#REF!-#REF!)/#REF!)","v":{"$error":"#REF!"}}]
[53,{"$f":"+SettlementBcons!A633","v":0},{"$f":"+SettlementBcons!CC633","v":0},{"$f":"+SettlementBcons!BN633","v":0},{"$f":"+SettlementBcons!BC633","v":0},"",{"$f":"+SettlementBcons!BU633","v":0},{"$f":"+SettlementBcons!BW633/1000","v":0},0,"default",1,0,3,0,0,null,2000,0,0,0,0,0,0,{"$f":"IF(L695=0,\"\",VLOOKUP($R695/1000,Networkdesign!$R$4:$T$17,3))","v":""},{"$f":"IF(L695=0,0,VLOOKUP($S695/L695/1000,Networkdesign!$R$4:$U$17,4))","v":0},0,0,0,0,0,0,0,{"$f":"+(Z695*Networkdesign!O$6+AA695*Networkdesign!O$8+AB695*Networkdesign!O$9+AC695*Networkdesign!O$10+AD695*Networkdesign!O$11+AE695*Networkdesign!O$12)/1000","v":0},{"$f":"+(Z695*Network!G$76+AA695*Network!I$76+AB695*Network!J$76+AC695*Network!K$76+AD695*Network!L$76+AE695*Network!M$76)","v":0},0,0,0,0,0,0,0,0,0,0,0,0,0,0,0,0,0,0,{"$f":"IF(M695>1,0,BA$8*$W695+S695*Summary!J$391)","v":0},0,0,0,0,0,0,0,0,0,0,0,0,0,0,0,0,{"$f":"Summary!J$83*(+BA695)","v":0},0,0,{"$f":"+IF($M695=2,IF($O695<Summary!$F$383,Summary!$J$398*$L695,$BU$8*$W695),0)","v":0},0,0,0,0,0,0,0,0,{"$f":"+IF(M695=3,IF(O695<Summary!F$383,Summary!J$406*L695,CD$8*W695),0)","v":0},0,0,0,0,0,0,0,0,0,0,0,0,0,0,0,0,0,0,0,0,{"$f":"+IF(#REF!=0,0,(#REF!-#REF!)/#REF!)","v":{"$error":"#REF!"}}]
[58,{"$f":"+SettlementBcons!A638","v":0},{"$f":"+SettlementBcons!CC638","v":0},{"$f":"+SettlementBcons!BN638","v":0},{"$f":"+SettlementBcons!BC638","v":0},"",{"$f":"+SettlementBcons!BU638","v":0},{"$f":"+SettlementBcons!BW638/1000","v":0},0,"default",1,0,3,0,0,null,2000,0,0,0,0,0,0,{"$f":"IF(L700=0,\"\",VLOOKUP($R700/1000,Networkdesign!$R$4:$T$17,3))","v":""},{"$f":"IF(L700=0,0,VLOOKUP($S700/L700/1000,Networkdesign!$R$4:$U$17,4))","v":0},0,0,0,0,0,0,0,{"$f":"+(Z700*Networkdesign!O$6+AA700*Networkdesign!O$8+AB700*Networkdesign!O$9+AC700*Networkdesign!O$10+AD700*Networkdesign!O$11+AE700*Networkdesign!O$12)/1000","v":0},{"$f":"+(Z700*Network!G$76+AA700*Network!I$76+AB700*Network!J$76+AC700*Network!K$76+AD700*Network!L$76+AE700*Network!M$76)","v":0},0,0,0,0,0,0,0,0,0,0,0,0,0,0,0,0,0,0,{"$f":"IF(M700>1,0,BA$8*$W700+S700*Summary!J$391)","v":0},0,0,0,0,0,0,0,0,0,0,0,0,0,0,0,0,{"$f":"Summary!J$83*(+BA700)","v":0},0,0,{"$f":"+IF($M700=2,IF($O700<Summary!$F$383,Summary!$J$398*$L700,$BU$8*$W700),0)","v":0},0,0,0,0,0,0,0,0,{"$f":"+IF(M700=3,IF(O700<Summary!F$383,Summary!J$406*L700,CD$8*W700),0)","v":0},0,0,0,0,0,0,0,0,0,0,0,0,0,0,0,0,0,0,0,0,{"$f":"+IF(#REF!=0,0,(#REF!-#REF!)/#REF!)","v":{"$error":"#REF!"}}]
[9,"[Settlement A] Master",null,null,null,null,null,null,null,null,"",{"$f":"+Summary!H16","v":0},{"$f":"+Summary!G16","v":3}]
[1,{"$f":"+'Master - Settlement A'!A2","v":1},{"$f":"+'Master - Settlement A'!B2","v":0},{"$f":"+'Master - Settlement A'!C2","v":0},{"$f":"+'Master - Settlement A'!D2","v":0},"",{"$f":"+H706/I706*1000","v":0},{"$f":"+'Master - Settlement A'!E2","v":0},150,"default",1,{"$f":"+K706*L$705","v":0},{"$f":"+M$705","v":3},{"$f":"+L706*G706","v":0},{"$f":"+N706*I706/1000","v":0},1500,{"$f":"+IF(P706>0,P706,Q$7)","v":1500},{"$f":"+G706*I706/Q706","v":0},{"$f":"+O706/Q706*1000","v":0},{"$f":"+AH706*T$28","v":0},{"$f":"+W706*U$28","v":0},{"$f":"SUM(T706:U706)","v":0},{"$f":"+W$7*R706^W$8*L706","v":0},{"$f":"IF(L706=0,\"\",VLOOKUP($R706/1000,Networkdesign!$R$4:$T$17,3))","v":""},{"$f":"IF(L706=0,0,VLOOKUP($S706/L706/1000,Networkdesign!$R$4:$U$17,4))","v":0},{"$f":"($Y706=Z$7)*Z$8*$L706","v":0},0,0,0,0,0,{"$f":"+SUM(Z706:AE706)","v":0},{"$f":"+(Z706*Networkdesign!O$6+AA706*Networkdesign!O$8+AB706*Networkdesign!O$9+AC706*Networkdesign!O$10+AD706*Networkdesign!O$11+AE706*Networkdesign!O$12)/1000","v":0},{"$f":"+(Z706*Network!G$76+AA706*Network!I$76+AB706*Network!J$76+AC706*Network!K$76+AD706*Network!L$76+AE706*Network!M$76)","v":0},{"$f":"IF($L706=0,0,IF($O706/$L706<AI$4,IF($O706/$L706<AI$3,0,$O706/$L706-AI$3),AI$4-AI$3)*$L706)","v":0},0,0,0,{"$f":"+SUM(AI706:AL706)-O706","v":0},{"$f":"+AI706*AN$4","v":0},{"$f":"+AJ706*AO$4","v":0},{"$f":"+AK706*AP$4","v":0},{"$f":"+AL706*AQ$4","v":0},{"$f":"+AR$4*L706","v":0},{"$f":"+O706*AS$4","v":0},{"$f":"+SUM(AN706:AS706)","v":0},{"$f":"+IF(O706=0,0,AT706/O706)","v":0},{"$f":"+AV$4*L706","v":0},{"$f":"+O706*AW$4","v":0},{"$f":"+(V706+W706)*AX$4*L706","v":0},{"$f":"+AT706+SUM(AV706:AX706)","v":0},{"$f":"+IF(O706=0,0,AY706/O706)","v":0},{"$f":"IF(M706>1,0,BA$8*$W706+S706*Summary!J$391)","v":0},{"$f":"IF(M706>1,0,O706)","v":0},{"$f":"+BB706/BC$8","v":0},{"$f":"IF($L706=0,0,IF(BC706/$L706<BD$4,BC706,BD$4*$L706))","v":0},{"$f":"IF($L706=0,0,IF(BC706/$L706<BE$4,IF(BC706/$L706<BD$4,0,BC706-BD$4*$L706),$L706*(BE$4-BD$4)))","v":0},{"$f":"IF($L706=0,0,IF(BC706/$L706<BF$4,IF(BC706/$L706<BE$4,0,BC706-$L706*BE$4),$L706*(BF$4-BE$4)))","v":0},{"$f":"+IF($L706=0,0,IF(BC706/$L706<BF$4,0,BC706-$L706*BF$4))","v":0},{"$f":"+BH$4","v":0},{"$f":"+BI$4*BD706","v":0},{"$f":"+BJ$4*BE706","v":0},{"$f":"+BK$4*BF706","v":0},{"$f":"+BL$4*BG706","v":0},{"$f":"+SUM(BH706:BL706)","v":0},{"$f":"+IF(BB706=0,0,BM706/BB706)","v":0},{"$f":"+BB706*BO$4","v":0},{"$f":"IF(M706>1,0,+L706*BP$4)","v":0},{"$f":"IF(M706>1,0,O706*BQ$4)","v":0},{"$f":"Summary!J$83*(+BA706)","v":0},{"$f":"+BM706+BO706+BP706+BQ706+BR706","v":0},{"$f":"IF(+BB706=0,0,BS706/(+BB706))","v":0},{"$f":"+IF($M706=2,IF($O706<Summary!$F$383,Summary!$J$398*$L706,$BU$8*$W706),0)","v":0},{"$f":"IF($M706=2,$O706,0)","v":0},{"$f":"(BV706)/BW$8","v":0},{"$f":"+BW706*BX$4","v":0},{"$f":"+IF($M706=2,BY$4*$L706,0)","v":0},{"$f":"+BV706*BZ$4","v":0},{"$f":"+BU706*CA$4*L706","v":0},{"$f":"+SUM(BX706:CA706)","v":0},{"$f":"IF(BW706=0,0,(CB706)/(BV706))","v":0},{"$f":"+IF(M706=3,IF(O706<Summary!F$383,Summary!J$406*L706,CD$8*W706),0)","v":0},{"$f":"IF(M706=3,$O706,0)","v":0},{"$f":"(CE706)*3.6*1000/CF$7/CF$8","v":0},{"$f":"IF(L706=0,0,IF(CF706/L706<CG$4,CF706,CG$4*L706))","v":0},{"$f":"IF(L706=0,0,IF(CF706/L706<CH$4,IF(CF706/L706<CG$4,0,CF706-CG$4*L706),L706*(CH$4-CG$4)))","v":0},{"$f":"IF(L706=0,0,IF(CF706/L706<CI$4,IF(CF706/L706<CH$4,0,CF706-L706*CH$4),L706*(CI$4-CH$4)))","v":0},{"$f":"+IF(L706=0,0,IF(CF706/L706<CI$4,0,CF706-L706*CI$4))","v":0},{"$f":"CF706-SUM(CG706:CJ706)","v":0},{"$f":"+IF(M706=3,CL$4*L706,0)","v":0},{"$f":"CM$4*CG706","v":0},{"$f":"CN$4*CH706","v":0},{"$f":"CO$4*CI706","v":0},{"$f":"CP$4*CJ706","v":0},{"$f":"SUM(CL706:CP706)","v":0},{"$f":"IF((CE706)=0,0,CQ706/(CE706))","v":0},{"$f":"+IF(M706=3,CS$4*L706,0)","v":0},{"$f":"+CE706*CT$4","v":0},{"$f":"+L706*CU$4*CD706","v":0},{"$f":"+CS706+CQ706+CT706+CU706","v":0},{"$f":"IF(CE706=0,0,(CV706)/(CE706))","v":0},{"$f":"+IF((CV706+CB706+BS706)=0,0,(CV706+CB706+BS706-AY706)/(CV706+CB706+BS706))","v":0},{"$f":"+IF(#REF!=0,0,(#REF!-#REF!)/#REF!)","v":{"$error":"#REF!"}}]
[6,{"$f":"+'Master - Settlement A'!A7","v":6},{"$f":"+'Master - Settlement A'!B7","v":0},{"$f":"+'Master - Settlement A'!C7","v":0},{"$f":"+'Master - Settlement A'!D7","v":0},"",0,{"$f":"+'Master - Settlement A'!E7","v":0},150,"default",1,0,3,0,0,1500,1500,0,0,0,0,0,0,{"$f":"IF(L711=0,\"\",VLOOKUP($R711/1000,Networkdesign!$R$4:$T$17,3))","v":""},{"$f":"IF(L711=0,0,VLOOKUP($S711/L711/1000,Networkdesign!$R$4:$U$17,4))","v":0},0,0,0,0,0,0,0,{"$f":"+(Z711*Networkdesign!O$6+AA711*Networkdesign!O$8+AB711*Networkdesign!O$9+AC711*Networkdesign!O$10+AD711*Networkdesign!O$11+AE711*Networkdesign!O$12)/1000","v":0},{"$f":"+(Z711*Network!G$76+AA711*Network!I$76+AB711*Network!J$76+AC711*Network!K$76+AD711*Network!L$76+AE711*Network!M$76)","v":0},0,0,0,0,0,0,0,0,0,0,0,0,0,0,0,0,0,0,{"$f":"IF(M711>1,0,BA$8*$W711+S711*Summary!J$391)","v":0},0,0,0,0,0,0,0,0,0,0,0,0,0,0,0,0,{"$f":"Summary!J$83*(+BA711)","v":0},0,0,{"$f":"+IF($M711=2,IF($O711<Summary!$F$383,Summary!$J$398*$L711,$BU$8*$W711),0)","v":0},0,0,0,0,0,0,0,0,{"$f":"+IF(M711=3,IF(O711<Summary!F$383,Summary!J$406*L711,CD$8*W711),0)","v":0},0,0,0,0,0,0,0,0,0,0,0,0,0,0,0,0,0,0,0,0,{"$f":"+IF(#REF!=0,0,(#REF!-#REF!)/#REF!)","v":{"$error":"#REF!"}}]
[11,{"$f":"+'Master - Settlement A'!A12","v":11},{"$f":"+'Master - Settlement A'!B12","v":0},{"$f":"+'Master - Settlement A'!C12","v":0},{"$f":"+'Master - Settlement A'!D12","v":0},"",0,{"$f":"+'Master - Settlement A'!E12","v":0},150,"default",1,0,3,0,0,1500,1500,0,0,0,0,0,0,{"$f":"IF(L716=0,\"\",VLOOKUP($R716/1000,Networkdesign!$R$4:$T$17,3))","v":""},{"$f":"IF(L716=0,0,VLOOKUP($S716/L716/1000,Networkdesign!$R$4:$U$17,4))","v":0},0,0,0,0,0,0,0,{"$f":"+(Z716*Networkdesign!O$6+AA716*Networkdesign!O$8+AB716*Networkdesign!O$9+AC716*Networkdesign!O$10+AD716*Networkdesign!O$11+AE716*Networkdesign!O$12)/1000","v":0},{"$f":"+(Z716*Network!G$76+AA716*Network!I$76+AB716*Network!J$76+AC716*Network!K$76+AD716*Network!L$76+AE716*Network!M$76)","v":0},0,0,0,0,0,0,0,0,0,0,0,0,0,0,0,0,0,0,{"$f":"IF(M716>1,0,BA$8*$W716+S716*Summary!J$391)","v":0},0,0,0,0,0,0,0,0,0,0,0,0,0,0,0,0,{"$f":"Summary!J$83*(+BA716)","v":0},0,0,{"$f":"+IF($M716=2,IF($O716<Summary!$F$383,Summary!$J$398*$L716,$BU$8*$W716),0)","v":0},0,0,0,0,0,0,0,0,{"$f":"+IF(M716=3,IF(O716<Summary!F$383,Summary!J$406*L716,CD$8*W716),0)","v":0},0,0,0,0,0,0,0,0,0,0,0,0,0,0,0,0,0,0,0,0,{"$f":"+IF(#REF!=0,0,(#REF!-#REF!)/#REF!)","v":{"$error":"#REF!"}}]
[15,{"$f":"+'Master - Settlement A'!A16","v":15},{"$f":"+'Master - Settlement A'!B16","v":0},{"$f":"+'Master - Settlement A'!C16","v":0},{"$f":"+'Master - Settlement A'!D16","v":0},"",0,{"$f":"+'Master - Settlement A'!E16","v":0},150,"default",1,0,3,0,0,1500,1500,0,0,0,0,0,0,{"$f":"IF(L720=0,\"\",VLOOKUP($R720/1000,Networkdesign!$R$4:$T$17,3))","v":""},{"$f":"IF(L720=0,0,VLOOKUP($S720/L720/1000,Networkdesign!$R$4:$U$17,4))","v":0},0,0,0,0,0,0,0,{"$f":"+(Z720*Networkdesign!O$6+AA720*Networkdesign!O$8+AB720*Networkdesign!O$9+AC720*Networkdesign!O$10+AD720*Networkdesign!O$11+AE720*Networkdesign!O$12)/1000","v":0},{"$f":"+(Z720*Network!G$76+AA720*Network!I$76+AB720*Network!J$76+AC720*Network!K$76+AD720*Network!L$76+AE720*Network!M$76)","v":0},0,0,0,0,0,0,0,0,0,0,0,0,0,0,0,0,0,0,{"$f":"IF(M720>1,0,BA$8*$W720+S720*Summary!J$391)","v":0},0,0,0,0,0,0,0,0,0,0,0,0,0,0,0,0,{"$f":"Summary!J$83*(+BA720)","v":0},0,0,{"$f":"+IF($M720=2,IF($O720<Summary!$F$383,Summary!$J$398*$L720,$BU$8*$W720),0)","v":0},0,0,0,0,0,0,0,0,{"$f":"+IF(M720=3,IF(O720<Summary!F$383,Summary!J$406*L720,CD$8*W720),0)","v":0},0,0,0,0,0,0,0,0,0,0,0,0,0,0,0,0,0,0,0,0,{"$f":"+IF(#REF!=0,0,(#REF!-#REF!)/#REF!)","v":{"$error":"#REF!"}}]
[16,{"$f":"+'Master - Settlement A'!A17","v":16},{"$f":"+'Master - Settlement A'!B17","v":0},{"$f":"+'Master - Settlement A'!C17","v":0},{"$f":"+'Master - Settlement A'!D17","v":0},"",0,{"$f":"+'Master - Settlement A'!E17","v":0},150,"default",1,0,3,0,0,1500,1500,0,0,0,0,0,0,{"$f":"IF(L721=0,\"\",VLOOKUP($R721/1000,Networkdesign!$R$4:$T$17,3))","v":""},{"$f":"IF(L721=0,0,VLOOKUP($S721/L721/1000,Networkdesign!$R$4:$U$17,4))","v":0},0,0,0,0,0,0,0,{"$f":"+(Z721*Networkdesign!O$6+AA721*Networkdesign!O$8+AB721*Networkdesign!O$9+AC721*Networkdesign!O$10+AD721*Networkdesign!O$11+AE721*Networkdesign!O$12)/1000","v":0},{"$f":"+(Z721*Network!G$76+AA721*Network!I$76+AB721*Network!J$76+AC721*Network!K$76+AD721*Network!L$76+AE721*Network!M$76)","v":0},0,0,0,0,0,0,0,0,0,0,0,0,0,0,0,0,0,0,{"$f":"IF(M721>1,0,BA$8*$W721+S721*Summary!J$391)","v":0},0,0,0,0,0,0,0,0,0,0,0,0,0,0,0,0,{"$f":"Summary!J$83*(+BA721)","v":0},0,0,{"$f":"+IF($M721=2,IF($O721<Summary!$F$383,Summary!$J$398*$L721,$BU$8*$W721),0)","v":0},0,0,0,0,0,0,0,0,{"$f":"+IF(M721=3,IF(O721<Summary!F$383,Summary!J$406*L721,CD$8*W721),0)","v":0},0,0,0,0,0,0,0,0,0,0,0,0,0,0,0,0,0,0,0,0,{"$f":"+IF(#REF!=0,0,(#REF!-#REF!)/#REF!)","v":{"$error":"#REF!"}}]
[21,{"$f":"+'Master - Settlement A'!A22","v":21},{"$f":"+'Master - Settlement A'!B22","v":0},{"$f":"+'Master - Settlement A'!C22","v":0},{"$f":"+'Master - Settlement A'!D22","v":0},"",0,{"$f":"+'Master - Settlement A'!E22","v":0},150,"default",1,0,3,0,0,1500,1500,0,0,0,0,0,0,{"$f":"IF(L726=0,\"\",VLOOKUP($R726/1000,Networkdesign!$R$4:$T$17,3))","v":""},{"$f":"IF(L726=0,0,VLOOKUP($S726/L726/1000,Networkdesign!$R$4:$U$17,4))","v":0},0,0,0,0,0,0,0,{"$f":"+(Z726*Networkdesign!O$6+AA726*Networkdesign!O$8+AB726*Networkdesign!O$9+AC726*Networkdesign!O$10+AD726*Networkdesign!O$11+AE726*Networkdesign!O$12)/1000","v":0},{"$f":"+(Z726*Network!G$76+AA726*Network!I$76+AB726*Network!J$76+AC726*Network!K$76+AD726*Network!L$76+AE726*Network!M$76)","v":0},0,0,0,0,0,0,0,0,0,0,0,0,0,0,0,0,0,0,{"$f":"IF(M726>1,0,BA$8*$W726+S726*Summary!J$391)","v":0},0,0,0,0,0,0,0,0,0,0,0,0,0,0,0,0,{"$f":"Summary!J$83*(+BA726)","v":0},0,0,{"$f":"+IF($M726=2,IF($O726<Summary!$F$383,Summary!$J$398*$L726,$BU$8*$W726),0)","v":0},0,0,0,0,0,0,0,0,{"$f":"+IF(M726=3,IF(O726<Summary!F$383,Summary!J$406*L726,CD$8*W726),0)","v":0},0,0,0,0,0,0,0,0,0,0,0,0,0,0,0,0,0,0,0,0,{"$f":"+IF(#REF!=0,0,(#REF!-#REF!)/#REF!)","v":{"$error":"#REF!"}}]
[26,{"$f":"+'Master - Settlement A'!A27","v":26},{"$f":"+'Master - Settlement A'!B27","v":0},{"$f":"+'Master - Settlement A'!C27","v":0},{"$f":"+'Master - Settlement A'!D27","v":0},"",0,{"$f":"+'Master - Settlement A'!E27","v":0},150,"default",1,0,3,0,0,1500,1500,0,0,0,0,0,0,{"$f":"IF(L731=0,\"\",VLOOKUP($R731/1000,Networkdesign!$R$4:$T$17,3))","v":""},{"$f":"IF(L731=0,0,VLOOKUP($S731/L731/1000,Networkdesign!$R$4:$U$17,4))","v":0},0,0,0,0,0,0,0,{"$f":"+(Z731*Networkdesign!O$6+AA731*Networkdesign!O$8+AB731*Networkdesign!O$9+AC731*Networkdesign!O$10+AD731*Networkdesign!O$11+AE731*Networkdesign!O$12)/1000","v":0},{"$f":"+(Z731*Network!G$76+AA731*Network!I$76+AB731*Network!J$76+AC731*Network!K$76+AD731*Network!L$76+AE731*Network!M$76)","v":0},0,0,0,0,0,0,0,0,0,0,0,0,0,0,0,0,0,0,{"$f":"IF(M731>1,0,BA$8*$W731+S731*Summary!J$391)","v":0},0,0,0,0,0,0,0,0,0,0,0,0,0,0,0,0,{"$f":"Summary!J$83*(+BA731)","v":0},0,0,{"$f":"+IF($M731=2,IF($O731<Summary!$F$383,Summary!$J$398*$L731,$BU$8*$W731),0)","v":0},0,0,0,0,0,0,0,0,{"$f":"+IF(M731=3,IF(O731<Summary!F$383,Summary!J$406*L731,CD$8*W731),0)","v":0},0,0,0,0,0,0,0,0,0,0,0,0,0,0,0,0,0,0,0,0,{"$f":"+IF(#REF!=0,0,(#REF!-#REF!)/#REF!)","v":{"$error":"#REF!"}}]
[31,{"$f":"+'Master - Settlement A'!A32","v":31},{"$f":"+'Master - Settlement A'!B32","v":0},{"$f":"+'Master - Settlement A'!C32","v":0},{"$f":"+'Master - Settlement A'!D32","v":0},"",0,{"$f":"+'Master - Settlement A'!E32","v":0},150,"default",1,0,3,0,0,1500,1500,0,0,0,0,0,0,{"$f":"IF(L736=0,\"\",VLOOKUP($R736/1000,Networkdesign!$R$4:$T$17,3))","v":""},{"$f":"IF(L736=0,0,VLOOKUP($S736/L736/1000,Networkdesign!$R$4:$U$17,4))","v":0},0,0,0,0,0,0,0,{"$f":"+(Z736*Networkdesign!O$6+AA736*Networkdesign!O$8+AB736*Networkdesign!O$9+AC736*Networkdesign!O$10+AD736*Networkdesign!O$11+AE736*Networkdesign!O$12)/1000","v":0},{"$f":"+(Z736*Network!G$76+AA736*Network!I$76+AB736*Network!J$76+AC736*Network!K$76+AD736*Network!L$76+AE736*Network!M$76)","v":0},0,0,0,0,0,0,0,0,0,0,0,0,0,0,0,0,0,0,{"$f":"IF(M736>1,0,BA$8*$W736+S736*Summary!J$391)","v":0},0,0,0,0,0,0,0,0,0,0,0,0,0,0,0,0,{"$f":"Summary!J$83*(+BA736)","v":0},0,0,{"$f":"+IF($M736=2,IF($O736<Summary!$F$383,Summary!$J$398*$L736,$BU$8*$W736),0)","v":0},0,0,0,0,0,0,0,0,{"$f":"+IF(M736=3,IF(O736<Summary!F$383,Summary!J$406*L736,CD$8*W736),0)","v":0},0,0,0,0,0,0,0,0,0,0,0,0,0,0,0,0,0,0,0,0,{"$f":"+IF(#REF!=0,0,(#REF!-#REF!)/#REF!)","v":{"$error":"#REF!"}}]
[33,{"$f":"+'Master - Settlement A'!A34","v":33},{"$f":"+'Master - Settlement A'!B34","v":0},{"$f":"+'Master - Settlement A'!C34","v":0},{"$f":"+'Master - Settlement A'!D34","v":0},"",0,{"$f":"+'Master - Settlement A'!E34","v":0},150,"default",1,0,3,0,0,1500,1500,0,0,0,0,0,0,{"$f":"IF(L738=0,\"\",VLOOKUP($R738/1000,Networkdesign!$R$4:$T$17,3))","v":""},{"$f":"IF(L738=0,0,VLOOKUP($S738/L738/1000,Networkdesign!$R$4:$U$17,4))","v":0},0,0,0,{"$f":"($Y738=AC$7)*AC$8*$L738","v":0},0,0,0,{"$f":"+(Z738*Networkdesign!O$6+AA738*Networkdesign!O$8+AB738*Networkdesign!O$9+AC738*Networkdesign!O$10+AD738*Networkdesign!O$11+AE738*Networkdesign!O$12)/1000","v":0},{"$f":"+(Z738*Network!G$76+AA738*Network!I$76+AB738*Network!J$76+AC738*Network!K$76+AD738*Network!L$76+AE738*Network!M$76)","v":0},0,0,0,0,0,0,0,0,0,0,0,0,0,0,0,0,0,0,{"$f":"IF(M738>1,0,BA$8*$W738+S738*Summary!J$391)","v":0},0,0,0,0,0,0,0,0,0,0,0,0,0,0,0,0,{"$f":"Summary!J$83*(+BA738)","v":0},0,0,{"$f":"+IF($M738=2,IF($O738<Summary!$F$383,Summary!$J$398*$L738,$BU$8*$W738),0)","v":0},0,0,0,0,0,0,0,0,{"$f":"+IF(M738=3,IF(O738<Summary!F$383,Summary!J$406*L738,CD$8*W738),0)","v":0},0,0,0,0,0,0,0,0,0,0,0,0,0,0,0,0,0,0,0,0,{"$f":"+IF(#REF!=0,0,(#REF!-#REF!)/#REF!)","v":{"$error":"#REF!"}}]
[36,{"$f":"+'Master - Settlement A'!A37","v":36},{"$f":"+'Master - Settlement A'!B37","v":0},{"$f":"+'Master - Settlement A'!C37","v":0},{"$f":"+'Master - Settlement A'!D37","v":0},"",0,{"$f":"+'Master - Settlement A'!E37","v":0},150,"default",1,0,3,0,0,1500,1500,0,0,0,0,0,0,{"$f":"IF(L741=0,\"\",VLOOKUP($R741/1000,Networkdesign!$R$4:$T$17,3))","v":""},{"$f":"IF(L741=0,0,VLOOKUP($S741/L741/1000,Networkdesign!$R$4:$U$17,4))","v":0},0,0,0,0,0,0,0,{"$f":"+(Z741*Networkdesign!O$6+AA741*Networkdesign!O$8+AB741*Networkdesign!O$9+AC741*Networkdesign!O$10+AD741*Networkdesign!O$11+AE741*Networkdesign!O$12)/1000","v":0},{"$f":"+(Z741*Network!G$76+AA741*Network!I$76+AB741*Network!J$76+AC741*Network!K$76+AD741*Network!L$76+AE741*Network!M$76)","v":0},0,0,0,0,0,0,0,0,0,0,0,0,0,0,0,0,0,0,{"$f":"IF(M741>1,0,BA$8*$W741+S741*Summary!J$391)","v":0},0,0,0,0,0,0,0,0,0,0,0,0,0,0,0,0,{"$f":"Summary!J$83*(+BA741)","v":0},0,0,{"$f":"+IF($M741=2,IF($O741<Summary!$F$383,Summary!$J$398*$L741,$BU$8*$W741),0)","v":0},0,0,0,0,0,0,0,0,{"$f":"+IF(M741=3,IF(O741<Summary!F$383,Summary!J$406*L741,CD$8*W741),0)","v":0},0,0,0,0,0,0,0,0,0,0,0,0,0,0,0,0,0,0,0,0,{"$f":"+IF(#REF!=0,0,(#REF!-#REF!)/#REF!)","v":{"$error":"#REF!"}}]
[41,{"$f":"+'Master - Settlement A'!A42","v":41},{"$f":"+'Master - Settlement A'!B42","v":0},{"$f":"+'Master - Settlement A'!C42","v":0},{"$f":"+'Master - Settlement A'!D42","v":0},"",0,{"$f":"+'Master - Settlement A'!E42","v":0},150,"default",1,0,3,0,0,1500,1500,0,0,0,0,0,0,{"$f":"IF(L746=0,\"\",VLOOKUP($R746/1000,Networkdesign!$R$4:$T$17,3))","v":""},{"$f":"IF(L746=0,0,VLOOKUP($S746/L746/1000,Networkdesign!$R$4:$U$17,4))","v":0},0,0,0,0,0,0,0,{"$f":"+(Z746*Networkdesign!O$6+AA746*Networkdesign!O$8+AB746*Networkdesign!O$9+AC746*Networkdesign!O$10+AD746*Networkdesign!O$11+AE746*Networkdesign!O$12)/1000","v":0},{"$f":"+(Z746*Network!G$76+AA746*Network!I$76+AB746*Network!J$76+AC746*Network!K$76+AD746*Network!L$76+AE746*Network!M$76)","v":0},0,0,0,0,0,0,0,0,0,0,0,0,0,0,0,0,0,0,{"$f":"IF(M746>1,0,BA$8*$W746+S746*Summary!J$391)","v":0},0,0,0,0,0,0,0,0,0,0,0,0,0,0,0,0,{"$f":"Summary!J$83*(+BA746)","v":0},0,0,{"$f":"+IF($M746=2,IF($O746<Summary!$F$383,Summary!$J$398*$L746,$BU$8*$W746),0)","v":0},0,0,0,0,0,0,0,0,{"$f":"+IF(M746=3,IF(O746<Summary!F$383,Summary!J$406*L746,CD$8*W746),0)","v":0},0,0,0,0,0,0,0,0,0,0,0,0,0,0,0,0,0,0,0,0,{"$f":"+IF(#REF!=0,0,(#REF!-#REF!)/#REF!)","v":{"$error":"#REF!"}}]
[46,{"$f":"+'Master - Settlement A'!A47","v":46},{"$f":"+'Master - Settlement A'!B47","v":0},{"$f":"+'Master - Settlement A'!C47","v":0},{"$f":"+'Master - Settlement A'!D47","v":0},"",0,{"$f":"+'Master - Settlement A'!E47","v":0},150,"default",1,0,3,0,0,1500,1500,0,0,0,0,0,0,{"$f":"IF(L751=0,\"\",VLOOKUP($R751/1000,Networkdesign!$R$4:$T$17,3))","v":""},{"$f":"IF(L751=0,0,VLOOKUP($S751/L751/1000,Networkdesign!$R$4:$U$17,4))","v":0},0,0,0,0,0,0,0,{"$f":"+(Z751*Networkdesign!O$6+AA751*Networkdesign!O$8+AB751*Networkdesign!O$9+AC751*Networkdesign!O$10+AD751*Networkdesign!O$11+AE751*Networkdesign!O$12)/1000","v":0},{"$f":"+(Z751*Network!G$76+AA751*Network!I$76+AB751*Network!J$76+AC751*Network!K$76+AD751*Network!L$76+AE751*Network!M$76)","v":0},0,0,0,0,0,0,0,0,0,0,0,0,0,0,0,0,0,0,{"$f":"IF(M751>1,0,BA$8*$W751+S751*Summary!J$391)","v":0},0,0,0,0,0,0,0,0,0,0,0,0,0,0,0,0,{"$f":"Summary!J$83*(+BA751)","v":0},0,0,{"$f":"+IF($M751=2,IF($O751<Summary!$F$383,Summary!$J$398*$L751,$BU$8*$W751),0)","v":0},0,0,0,0,0,0,0,0,{"$f":"+IF(M751=3,IF(O751<Summary!F$383,Summary!J$406*L751,CD$8*W751),0)","v":0},0,0,0,0,0,0,0,0,0,0,0,0,0,0,0,0,0,0,0,0,{"$f":"+IF(#REF!=0,0,(#REF!-#REF!)/#REF!)","v":{"$error":"#REF!"}}]
[47,{"$f":"+'Master - Settlement A'!A48","v":47},{"$f":"+'Master - Settlement A'!B48","v":0},{"$f":"+'Master - Settlement A'!C48","v":0},{"$f":"+'Master - Settlement A'!D48","v":0},"",0,{"$f":"+'Master - Settlement A'!E48","v":0},150,"default",1,0,3,0,0,1500,1500,0,0,0,0,0,0,{"$f":"IF(L752=0,\"\",VLOOKUP($R752/1000,Networkdesign!$R$4:$T$17,3))","v":""},{"$f":"IF(L752=0,0,VLOOKUP($S752/L752/1000,Networkdesign!$R$4:$U$17,4))","v":0},0,0,0,0,0,0,0,{"$f":"+(Z752*Networkdesign!O$6+AA752*Networkdesign!O$8+AB752*Networkdesign!O$9+AC752*Networkdesign!O$10+AD752*Networkdesign!O$11+AE752*Networkdesign!O$12)/1000","v":0},{"$f":"+(Z752*Network!G$76+AA752*Network!I$76+AB752*Network!J$76+AC752*Network!K$76+AD752*Network!L$76+AE752*Network!M$76)","v":0},0,0,0,0,0,0,0,0,0,0,0,0,0,0,0,0,0,0,{"$f":"IF(M752>1,0,BA$8*$W752+S752*Summary!J$391)","v":0},0,0,0,0,0,0,0,0,0,0,0,0,0,0,0,0,{"$f":"Summary!J$83*(+BA752)","v":0},0,0,{"$f":"+IF($M752=2,IF($O752<Summary!$F$383,Summary!$J$398*$L752,$BU$8*$W752),0)","v":0},0,0,0,0,0,0,0,0,{"$f":"+IF(M752=3,IF(O752<Summary!F$383,Summary!J$406*L752,CD$8*W752),0)","v":0},0,0,0,0,0,0,0,0,0,0,0,0,0,0,0,0,0,0,0,0,{"$f":"+IF(#REF!=0,0,(#REF!-#REF!)/#REF!)","v":{"$error":"#REF!"}}]
[52,{"$f":"+'Master - Settlement A'!A53","v":52},{"$f":"+'Master - Settlement A'!B53","v":0},{"$f":"+'Master - Settlement A'!C53","v":0},{"$f":"+'Master - Settlement A'!D53","v":0},"",0,{"$f":"+'Master - Settlement A'!E53","v":0},150,"default",1,0,3,0,0,1500,1500,0,0,0,0,0,0,{"$f":"IF(L757=0,\"\",VLOOKUP($R757/1000,Networkdesign!$R$4:$T$17,3))","v":""},{"$f":"IF(L757=0,0,VLOOKUP($S757/L757/1000,Networkdesign!$R$4:$U$17,4))","v":0},0,0,0,0,0,0,0,{"$f":"+(Z757*Networkdesign!O$6+AA757*Networkdesign!O$8+AB757*Networkdesign!O$9+AC757*Networkdesign!O$10+AD757*Networkdesign!O$11+AE757*Networkdesign!O$12)/1000","v":0},{"$f":"+(Z757*Network!G$76+AA757*Network!I$76+AB757*Network!J$76+AC757*Network!K$76+AD757*Network!L$76+AE757*Network!M$76)","v":0},0,0,0,0,0,0,0,0,0,0,0,0,0,0,0,0,0,0,{"$f":"IF(M757>1,0,BA$8*$W757+S757*Summary!J$391)","v":0},0,0,0,0,0,0,0,0,0,0,0,0,0,0,0,0,{"$f":"Summary!J$83*(+BA757)","v":0},0,0,{"$f":"+IF($M757=2,IF($O757<Summary!$F$383,Summary!$J$398*$L757,$BU$8*$W757),0)","v":0},0,0,0,0,0,0,0,0,{"$f":"+IF(M757=3,IF(O757<Summary!F$383,Summary!J$406*L757,CD$8*W757),0)","v":0},0,0,0,0,0,0,0,0,0,0,0,0,0,0,0,0,0,0,0,0,{"$f":"+IF(#REF!=0,0,(#REF!-#REF!)/#REF!)","v":{"$error":"#REF!"}}]
[55,{"$f":"+'Master - Settlement A'!A56","v":55},{"$f":"+'Master - Settlement A'!B56","v":0},{"$f":"+'Master - Settlement A'!C56","v":0},{"$f":"+'Master - Settlement A'!D56","v":0},"",0,{"$f":"+'Master - Settlement A'!E56","v":0},150,"default",1,0,3,0,0,1500,1500,0,0,0,0,0,0,{"$f":"IF(L760=0,\"\",VLOOKUP($R760/1000,Networkdesign!$R$4:$T$17,3))","v":""},{"$f":"IF(L760=0,0,VLOOKUP($S760/L760/1000,Networkdesign!$R$4:$U$17,4))","v":0},0,0,0,0,0,0,0,{"$f":"+(Z760*Networkdesign!O$6+AA760*Networkdesign!O$8+AB760*Networkdesign!O$9+AC760*Networkdesign!O$10+AD760*Networkdesign!O$11+AE760*Networkdesign!O$12)/1000","v":0},{"$f":"+(Z760*Network!G$76+AA760*Network!I$76+AB760*Network!J$76+AC760*Network!K$76+AD760*Network!L$76+AE760*Network!M$76)","v":0},0,0,0,0,0,0,0,0,0,0,0,0,0,0,0,0,0,0,{"$f":"IF(M760>1,0,BA$8*$W760+S760*Summary!J$391)","v":0},0,0,0,0,0,0,0,0,0,0,0,0,0,0,0,0,{"$f":"Summary!J$83*(+BA760)","v":0},0,0,{"$f":"+IF($M760=2,IF($O760<Summary!$F$383,Summary!$J$398*$L760,$BU$8*$W760),0)","v":0},0,0,0,0,0,0,0,0,{"$f":"+IF(M760=3,IF(O760<Summary!F$383,Summary!J$406*L760,CD$8*W760),0)","v":0},0,0,0,0,0,0,0,0,0,0,0,0,0,0,0,0,0,0,0,0,{"$f":"+IF(#REF!=0,0,(#REF!-#REF!)/#REF!)","v":{"$error":"#REF!"}}]
[61,{"$f":"+'Master - Settlement A'!A62","v":61},{"$f":"+'Master - Settlement A'!B62","v":0},{"$f":"+'Master - Settlement A'!C62","v":0},{"$f":"+'Master - Settlement A'!D62","v":0},"",0,{"$f":"+'Master - Settlement A'!E62","v":0},150,"default",1,0,3,0,0,1500,1500,0,0,0,0,0,0,{"$f":"IF(L766=0,\"\",VLOOKUP($R766/1000,Networkdesign!$R$4:$T$17,3))","v":""},{"$f":"IF(L766=0,0,VLOOKUP($S766/L766/1000,Networkdesign!$R$4:$U$17,4))","v":0},0,0,0,0,0,0,0,{"$f":"+(Z766*Networkdesign!O$6+AA766*Networkdesign!O$8+AB766*Networkdesign!O$9+AC766*Networkdesign!O$10+AD766*Networkdesign!O$11+AE766*Networkdesign!O$12)/1000","v":0},{"$f":"+(Z766*Network!G$76+AA766*Network!I$76+AB766*Network!J$76+AC766*Network!K$76+AD766*Network!L$76+AE766*Network!M$76)","v":0},0,0,0,0,0,0,0,0,0,0,0,0,0,0,0,0,0,0,{"$f":"IF(M766>1,0,BA$8*$W766+S766*Summary!J$391)","v":0},0,0,0,0,0,0,0,0,0,0,0,0,0,0,0,0,{"$f":"Summary!J$83*(+BA766)","v":0},0,0,{"$f":"+IF($M766=2,IF($O766<Summary!$F$383,Summary!$J$398*$L766,$BU$8*$W766),0)","v":0},0,0,0,0,0,0,0,0,{"$f":"+IF(M766=3,IF(O766<Summary!F$383,Summary!J$406*L766,CD$8*W766),0)","v":0},0,0,0,0,0,0,0,0,0,0,0,0,0,0,0,0,0,0,0,0,{"$f":"+IF(#REF!=0,0,(#REF!-#REF!)/#REF!)","v":{"$error":"#REF!"}}]
[62,{"$f":"+'Master - Settlement A'!A63","v":62},{"$f":"+'Master - Settlement A'!B63","v":0},{"$f":"+'Master - Settlement A'!C63","v":0},{"$f":"+'Master - Settlement A'!D63","v":0},"",{"$f":"+H767/I767*1000","v":0},{"$f":"+'Master - Settlement A'!E63","v":0},150,"default",1,0,3,{"$f":"+L767*G767","v":0},{"$f":"+N767*I767/1000","v":0},1500,{"$f":"+IF(P767>0,P767,Q$7)","v":1500},{"$f":"+G767*I767/Q767","v":0},{"$f":"+O767/Q767*1000","v":0},{"$f":"+AH767*T$28","v":0},{"$f":"+W767*U$28","v":0},{"$f":"SUM(T767:U767)","v":0},{"$f":"+W$7*R767^W$8*L767","v":0},{"$f":"IF(L767=0,\"\",VLOOKUP($R767/1000,Networkdesign!$R$4:$T$17,3))","v":""},{"$f":"IF(L767=0,0,VLOOKUP($S767/L767/1000,Networkdesign!$R$4:$U$17,4))","v":0},0,0,0,0,0,0,{"$f":"+SUM(Z767:AE767)","v":0},{"$f":"+(Z767*Networkdesign!O$6+AA767*Networkdesign!O$8+AB767*Networkdesign!O$9+AC767*Networkdesign!O$10+AD767*Networkdesign!O$11+AE767*Networkdesign!O$12)/1000","v":0},{"$f":"+(Z767*Network!G$76+AA767*Network!I$76+AB767*Network!J$76+AC767*Network!K$76+AD767*Network!L$76+AE767*Network!M$76)","v":0},0,0,0,0,{"$f":"+SUM(AI767:AL767)-O767","v":0},{"$f":"+AI767*AN$4","v":0},{"$f":"+AJ767*AO$4","v":0},{"$f":"+AK767*AP$4","v":0},{"$f":"+AL767*AQ$4","v":0},{"$f":"+AR$4*L767","v":0},{"$f":"+O767*AS$4","v":0},{"$f":"+SUM(AN767:AS767)","v":0},{"$f":"+IF(O767=0,0,AT767/O767)","v":0},{"$f":"+AV$4*L767","v":0},{"$f":"+O767*AW$4","v":0},{"$f":"+(V767+W767)*AX$4*L767","v":0},{"$f":"+AT767+SUM(AV767:AX767)","v":0},{"$f":"+IF(O767=0,0,AY767/O767)","v":0},{"$f":"IF(M767>1,0,BA$8*$W767+S767*Summary!J$391)","v":0},{"$f":"IF(M767>1,0,O767)","v":0},{"$f":"+BB767/BC$8","v":0},{"$f":"IF($L767=0,0,IF(BC767/$L767<BD$4,BC767,BD$4*$L767))","v":0},{"$f":"IF($L767=0,0,IF(BC767/$L767<BE$4,IF(BC767/$L767<BD$4,0,BC767-BD$4*$L767),$L767*(BE$4-BD$4)))","v":0},{"$f":"IF($L767=0,0,IF(BC767/$L767<BF$4,IF(BC767/$L767<BE$4,0,BC767-$L767*BE$4),$L767*(BF$4-BE$4)))","v":0},{"$f":"+IF($L767=0,0,IF(BC767/$L767<BF$4,0,BC767-$L767*BF$4))","v":0},0,{"$f":"+BI$4*BD767","v":0},{"$f":"+BJ$4*BE767","v":0},{"$f":"+BK$4*BF767","v":0},{"$f":"+BL$4*BG767","v":0},{"$f":"+SUM(BH767:BL767)","v":0},{"$f":"+IF(BB767=0,0,BM767/BB767)","v":0},0,0,0,{"$f":"Summary!J$83*(+BA767)","v":0},0,{"$f":"IF(+BB767=0,0,BS767/(+BB767))","v":0},{"$f":"+IF($M767=2,IF($O767<Summary!$F$383,Summary!$J$398*$L767,$BU$8*$W767),0)","v":0},0,0,0,0,{"$f":"+BV767*BZ$4","v":0},{"$f":"+BU767*CA$4*L767","v":0},{"$f":"+SUM(BX767:CA767)","v":0},{"$f":"IF(BW767=0,0,(CB767)/(BV767))","v":0},{"$f":"+IF(M767=3,IF(O767<Summary!F$383,Summary!J$406*L767,CD$8*W767),0)","v":0},{"$f":"IF(M767=3,$O767,0)","v":0},{"$f":"(CE767)*3.6*1000/CF$7/CF$8","v":0},{"$f":"IF(L767=0,0,IF(CF767/L767<CG$4,CF767,CG$4*L767))","v":0},{"$f":"IF(L767=0,0,IF(CF767/L767<CH$4,IF(CF767/L767<CG$4,0,CF767-CG$4*L767),L767*(CH$4-CG$4)))","v":0},{"$f":"IF(L767=0,0,IF(CF767/L767<CI$4,IF(CF767/L767<CH$4,0,CF767-L767*CH$4),L767*(CI$4-CH$4)))","v":0},{"$f":"+IF(L767=0,0,IF(CF767/L767<CI$4,0,CF767-L767*CI$4))","v":0},{"$f":"CF767-SUM(CG767:CJ767)","v":0},{"$f":"+IF(M767=3,CL$4*L767,0)","v":0},{"$f":"CM$4*CG767","v":0},{"$f":"CN$4*CH767","v":0},{"$f":"CO$4*CI767","v":0},{"$f":"CP$4*CJ767","v":0},{"$f":"SUM(CL767:CP767)","v":0},{"$f":"IF((CE767)=0,0,CQ767/(CE767))","v":0},{"$f":"+IF(M767=3,CS$4*L767,0)","v":0},{"$f":"+CE767*CT$4","v":0},{"$f":"+L767*CU$4*CD767","v":0},{"$f":"+CS767+CQ767+CT767+CU767","v":0},{"$f":"IF(CE767=0,0,(CV767)/(CE767))","v":0},{"$f":"+IF((CV767+CB767+BS767)=0,0,(CV767+CB767+BS767-AY767)/(CV767+CB767+BS767))","v":0},{"$f":"+IF(#REF!=0,0,(#REF!-#REF!)/#REF!)","v":{"$error":"#REF!"}}]
[{"$f":"COUNT(A706:A771)","v":66},"I alt",null,null,null,null,null,null,{"$f":"+IF(N772=0,0,O772/N772*1000)","v":0},null,{"$f":"SUM(K706:K771)","v":66},{"$f":"SUM(L706:L771)","v":0},{"$f":"IF(L772=0,\" - \",SUM(M706:M771)/L772)","v":" - "},{"$f":"SUM(N706:N771)","v":0},{"$f":"SUM(O706:O771)","v":0},null,{"$f":"+IF(S772=0,0,O772/S772*1000)","v":0},null,{"$f":"SUM(S706:S771)","v":0},{"$f":"SUM(T706:T771)","v":0},{"$f":"SUM(U706:U771)","v":0},{"$f":"SUM(V706:V771)","v":0},{"$f":"SUM(W706:W771)","v":0},null,null,{"$f":"SUM(Z706:Z771)","v":0},0,0,0,0,0,0,0,0,0,0,0,0,0,0,0,0,0,0,0,0,0,{"$f":"SUM(AV706:AV771)","v":0},0,0,0,0,{"$f":"SUM(BA706:BA771)","v":0},0,0,0,0,0,0,0,0,0,0,0,0,0,0,0,0,0,0,0,{"$f":"SUM(BU706:BU771)","v":0},0,0,0,0,0,0,0,0,{"$f":"SUM(CD706:CD771)","v":0},0,0,0,0,0,0,0,0,0,0,0,0,0,0,{"$f":"SUM(CS706:CS771)","v":0},{"$f":"SUM(CT706:CT771)","v":0},{"$f":"SUM(CU706:CU771)","v":0},{"$f":"SUM(CV706:CV771)","v":0},{"$f":"IF(CE772=0,0,(CV772)/(CE772))","v":0},{"$f":"+IF((CV772+CB772+BS772)=0,0,(CV772+CB772+BS772-AY772)/(CV772+CB772+BS772))","v":0},{"$f":"+IF(#REF!=0,0,(#REF!-#REF!)/#REF!)","v":{"$error":"#REF!"}}]
[3,{"$f":"+' Settlement A  2'!A5","v":3},{"$f":"+' Settlement A  2'!B5","v":0},{"$f":"+' Settlement A  2'!C5","v":0},null,"",0,{"$f":"+' Settlement A  2'!D5","v":0},150,"default",1,0,3,0,0,1500,1500,0,0,0,0,0,0,{"$f":"IF(L777=0,\"\",VLOOKUP($R777/1000,Networkdesign!$R$4:$T$17,3))","v":""},{"$f":"IF(L777=0,0,VLOOKUP($S777/L777/1000,Networkdesign!$R$4:$U$17,4))","v":0},0,0,0,0,0,0,0,{"$f":"+(Z777*Networkdesign!O$6+AA777*Networkdesign!O$8+AB777*Networkdesign!O$9+AC777*Networkdesign!O$10+AD777*Networkdesign!O$11+AE777*Networkdesign!O$12)/1000","v":0},{"$f":"+(Z777*Network!G$76+AA777*Network!I$76+AB777*Network!J$76+AC777*Network!K$76+AD777*Network!L$76+AE777*Network!M$76)","v":0},0,0,0,0,0,0,0,0,0,0,0,0,0,0,0,0,0,0,{"$f":"IF(M777>1,0,BA$8*$W777+S777*Summary!J$391)","v":0},0,0,0,0,0,0,0,0,0,0,0,0,0,0,0,0,{"$f":"Summary!J$83*(+BA777)","v":0},0,0,{"$f":"+IF($M777=2,IF($O777<Summary!$F$383,Summary!$J$398*$L777,$BU$8*$W777),0)","v":0},0,0,0,0,0,0,0,0,{"$f":"+IF(M777=3,IF(O777<Summary!F$383,Summary!J$406*L777,CD$8*W777),0)","v":0},0,0,0,0,0,0,0,0,0,0,0,0,0,0,0,0,0,0,0,0,{"$f":"+IF(#REF!=0,0,(#REF!-#REF!)/#REF!)","v":{"$error":"#REF!"}}]
[8,{"$f":"+' Settlement A  2'!A10","v":8},{"$f":"+' Settlement A  2'!B10","v":0},{"$f":"+' Settlement A  2'!C10","v":0},null,"",0,{"$f":"+' Settlement A  2'!D10","v":0},150,"default",1,0,3,0,0,1500,1500,0,0,0,0,0,0,{"$f":"IF(L782=0,\"\",VLOOKUP($R782/1000,Networkdesign!$R$4:$T$17,3))","v":""},{"$f":"IF(L782=0,0,VLOOKUP($S782/L782/1000,Networkdesign!$R$4:$U$17,4))","v":0},0,0,0,0,0,0,0,{"$f":"+(Z782*Networkdesign!O$6+AA782*Networkdesign!O$8+AB782*Networkdesign!O$9+AC782*Networkdesign!O$10+AD782*Networkdesign!O$11+AE782*Networkdesign!O$12)/1000","v":0},{"$f":"+(Z782*Network!G$76+AA782*Network!I$76+AB782*Network!J$76+AC782*Network!K$76+AD782*Network!L$76+AE782*Network!M$76)","v":0},0,0,0,0,0,0,0,0,0,0,0,0,0,0,0,0,0,0,{"$f":"IF(M782>1,0,BA$8*$W782+S782*Summary!J$391)","v":0},0,0,0,0,0,0,0,0,0,0,0,0,0,0,0,0,{"$f":"Summary!J$83*(+BA782)","v":0},0,0,{"$f":"+IF($M782=2,IF($O782<Summary!$F$383,Summary!$J$398*$L782,$BU$8*$W782),0)","v":0},0,0,0,0,0,0,0,0,{"$f":"+IF(M782=3,IF(O782<Summary!F$383,Summary!J$406*L782,CD$8*W782),0)","v":0},0,0,0,0,0,0,0,0,0,0,0,0,0,0,0,0,0,0,0,0,{"$f":"+IF(#REF!=0,0,(#REF!-#REF!)/#REF!)","v":{"$error":"#REF!"}}]
[9,{"$f":"+' Settlement A  2'!A11","v":9},{"$f":"+' Settlement A  2'!B11","v":0},{"$f":"+' Settlement A  2'!C11","v":0},null,"",0,{"$f":"+' Settlement A  2'!D11","v":0},150,"default",1,0,3,0,0,1500,1500,0,0,0,0,0,0,{"$f":"IF(L783=0,\"\",VLOOKUP($R783/1000,Networkdesign!$R$4:$T$17,3))","v":""},{"$f":"IF(L783=0,0,VLOOKUP($S783/L783/1000,Networkdesign!$R$4:$U$17,4))","v":0},0,0,0,0,0,0,0,{"$f":"+(Z783*Networkdesign!O$6+AA783*Networkdesign!O$8+AB783*Networkdesign!O$9+AC783*Networkdesign!O$10+AD783*Networkdesign!O$11+AE783*Networkdesign!O$12)/1000","v":0},{"$f":"+(Z783*Network!G$76+AA783*Network!I$76+AB783*Network!J$76+AC783*Network!K$76+AD783*Network!L$76+AE783*Network!M$76)","v":0},0,0,0,0,0,0,0,0,0,0,0,0,0,0,0,0,0,0,{"$f":"IF(M783>1,0,BA$8*$W783+S783*Summary!J$391)","v":0},0,0,0,0,0,0,0,0,0,0,0,0,0,0,0,0,{"$f":"Summary!J$83*(+BA783)","v":0},0,0,{"$f":"+IF($M783=2,IF($O783<Summary!$F$383,Summary!$J$398*$L783,$BU$8*$W783),0)","v":0},0,0,0,0,0,0,0,0,{"$f":"+IF(M783=3,IF(O783<Summary!F$383,Summary!J$406*L783,CD$8*W783),0)","v":0},0,0,0,0,0,0,0,0,0,0,0,0,0,0,0,0,0,0,0,0,{"$f":"+IF(#REF!=0,0,(#REF!-#REF!)/#REF!)","v":{"$error":"#REF!"}}]
[13,{"$f":"+' Settlement A  2'!A15","v":13},{"$f":"+' Settlement A  2'!B15","v":0},{"$f":"+' Settlement A  2'!C15","v":0},null,"",0,{"$f":"+' Settlement A  2'!D15","v":0},150,"default",1,0,3,0,0,1500,1500,0,0,0,0,0,0,{"$f":"IF(L787=0,\"\",VLOOKUP($R787/1000,Networkdesign!$R$4:$T$17,3))","v":""},{"$f":"IF(L787=0,0,VLOOKUP($S787/L787/1000,Networkdesign!$R$4:$U$17,4))","v":0},0,0,0,0,0,0,0,{"$f":"+(Z787*Networkdesign!O$6+AA787*Networkdesign!O$8+AB787*Networkdesign!O$9+AC787*Networkdesign!O$10+AD787*Networkdesign!O$11+AE787*Networkdesign!O$12)/1000","v":0},{"$f":"+(Z787*Network!G$76+AA787*Network!I$76+AB787*Network!J$76+AC787*Network!K$76+AD787*Network!L$76+AE787*Network!M$76)","v":0},0,0,0,0,0,0,0,0,0,0,0,0,0,0,0,0,0,0,{"$f":"IF(M787>1,0,BA$8*$W787+S787*Summary!J$391)","v":0},0,0,0,0,0,0,0,0,0,0,0,0,0,0,0,0,{"$f":"Summary!J$83*(+BA787)","v":0},0,0,{"$f":"+IF($M787=2,IF($O787<Summary!$F$383,Summary!$J$398*$L787,$BU$8*$W787),0)","v":0},0,0,0,0,0,0,0,0,{"$f":"+IF(M787=3,IF(O787<Summary!F$383,Summary!J$406*L787,CD$8*W787),0)","v":0},0,0,0,0,0,0,0,0,0,0,0,0,0,0,0,0,0,0,0,0,{"$f":"+IF(#REF!=0,0,(#REF!-#REF!)/#REF!)","v":{"$error":"#REF!"}}]
[18,{"$f":"+' Settlement A  2'!A20","v":18},{"$f":"+' Settlement A  2'!B20","v":0},{"$f":"+' Settlement A  2'!C20","v":0},null,"",0,{"$f":"+' Settlement A  2'!D20","v":0},150,"default",1,0,3,0,0,1500,1500,0,0,0,0,0,0,{"$f":"IF(L792=0,\"\",VLOOKUP($R792/1000,Networkdesign!$R$4:$T$17,3))","v":""},{"$f":"IF(L792=0,0,VLOOKUP($S792/L792/1000,Networkdesign!$R$4:$U$17,4))","v":0},0,0,0,0,0,0,0,{"$f":"+(Z792*Networkdesign!O$6+AA792*Networkdesign!O$8+AB792*Networkdesign!O$9+AC792*Networkdesign!O$10+AD792*Networkdesign!O$11+AE792*Networkdesign!O$12)/1000","v":0},{"$f":"+(Z792*Network!G$76+AA792*Network!I$76+AB792*Network!J$76+AC792*Network!K$76+AD792*Network!L$76+AE792*Network!M$76)","v":0},0,0,0,0,0,0,0,0,0,0,0,0,0,0,0,0,0,0,{"$f":"IF(M792>1,0,BA$8*$W792+S792*Summary!J$391)","v":0},0,0,0,0,0,0,0,0,0,0,0,0,0,0,0,0,{"$f":"Summary!J$83*(+BA792)","v":0},0,0,{"$f":"+IF($M792=2,IF($O792<Summary!$F$383,Summary!$J$398*$L792,$BU$8*$W792),0)","v":0},0,0,0,0,0,0,0,0,{"$f":"+IF(M792=3,IF(O792<Summary!F$383,Summary!J$406*L792,CD$8*W792),0)","v":0},0,0,0,0,0,0,0,0,0,0,0,0,0,0,0,0,0,0,0,0,{"$f":"+IF(#REF!=0,0,(#REF!-#REF!)/#REF!)","v":{"$error":"#REF!"}}]
[23,{"$f":"+' Settlement A  2'!A25","v":23},{"$f":"+' Settlement A  2'!B25","v":0},{"$f":"+' Settlement A  2'!C25","v":0},null,"",0,{"$f":"+' Settlement A  2'!D25","v":0},150,"default",1,0,3,0,0,1500,1500,0,0,0,0,0,0,{"$f":"IF(L797=0,\"\",VLOOKUP($R797/1000,Networkdesign!$R$4:$T$17,3))","v":""},{"$f":"IF(L797=0,0,VLOOKUP($S797/L797/1000,Networkdesign!$R$4:$U$17,4))","v":0},0,0,0,0,0,0,0,{"$f":"+(Z797*Networkdesign!O$6+AA797*Networkdesign!O$8+AB797*Networkdesign!O$9+AC797*Networkdesign!O$10+AD797*Networkdesign!O$11+AE797*Networkdesign!O$12)/1000","v":0},{"$f":"+(Z797*Network!G$76+AA797*Network!I$76+AB797*Network!J$76+AC797*Network!K$76+AD797*Network!L$76+AE797*Network!M$76)","v":0},0,0,0,0,0,0,0,0,0,0,0,0,0,0,0,0,0,0,{"$f":"IF(M797>1,0,BA$8*$W797+S797*Summary!J$391)","v":0},0,0,0,0,0,0,0,0,0,0,0,0,0,0,0,0,{"$f":"Summary!J$83*(+BA797)","v":0},0,0,{"$f":"+IF($M797=2,IF($O797<Summary!$F$383,Summary!$J$398*$L797,$BU$8*$W797),0)","v":0},0,0,0,0,0,0,0,0,{"$f":"+IF(M797=3,IF(O797<Summary!F$383,Summary!J$406*L797,CD$8*W797),0)","v":0},0,0,0,0,0,0,0,0,0,0,0,0,0,0,0,0,0,0,0,0,{"$f":"+IF(#REF!=0,0,(#REF!-#REF!)/#REF!)","v":{"$error":"#REF!"}}]
[24,{"$f":"+' Settlement A  2'!A26","v":24},{"$f":"+' Settlement A  2'!B26","v":0},{"$f":"+' Settlement A  2'!C26","v":0},null,"",0,{"$f":"+' Settlement A  2'!D26","v":0},150,"default",1,0,3,0,0,1500,1500,0,0,0,0,0,0,{"$f":"IF(L798=0,\"\",VLOOKUP($R798/1000,Networkdesign!$R$4:$T$17,3))","v":""},{"$f":"IF(L798=0,0,VLOOKUP($S798/L798/1000,Networkdesign!$R$4:$U$17,4))","v":0},0,0,0,0,0,0,0,{"$f":"+(Z798*Networkdesign!O$6+AA798*Networkdesign!O$8+AB798*Networkdesign!O$9+AC798*Networkdesign!O$10+AD798*Networkdesign!O$11+AE798*Networkdesign!O$12)/1000","v":0},{"$f":"+(Z798*Network!G$76+AA798*Network!I$76+AB798*Network!J$76+AC798*Network!K$76+AD798*Network!L$76+AE798*Network!M$76)","v":0},0,0,0,0,0,0,0,0,0,0,0,0,0,0,0,0,0,0,{"$f":"IF(M798>1,0,BA$8*$W798+S798*Summary!J$391)","v":0},0,0,0,0,0,0,0,0,0,0,0,0,0,0,0,0,{"$f":"Summary!J$83*(+BA798)","v":0},0,0,{"$f":"+IF($M798=2,IF($O798<Summary!$F$383,Summary!$J$398*$L798,$BU$8*$W798),0)","v":0},0,0,0,0,0,0,0,0,{"$f":"+IF(M798=3,IF(O798<Summary!F$383,Summary!J$406*L798,CD$8*W798),0)","v":0},0,0,0,0,0,0,0,0,0,0,0,0,0,0,0,0,0,0,0,0,{"$f":"+IF(#REF!=0,0,(#REF!-#REF!)/#REF!)","v":{"$error":"#REF!"}}]
[29,{"$f":"+' Settlement A  2'!A31","v":32},{"$f":"+' Settlement A  2'!B31","v":0},{"$f":"+' Settlement A  2'!C31","v":0},null,"",0,{"$f":"+' Settlement A  2'!D31","v":0},150,"default",1,0,3,0,0,1500,1500,0,0,0,0,0,0,{"$f":"IF(L803=0,\"\",VLOOKUP($R803/1000,Networkdesign!$R$4:$T$17,3))","v":""},{"$f":"IF(L803=0,0,VLOOKUP($S803/L803/1000,Networkdesign!$R$4:$U$17,4))","v":0},0,0,0,0,0,0,0,{"$f":"+(Z803*Networkdesign!O$6+AA803*Networkdesign!O$8+AB803*Networkdesign!O$9+AC803*Networkdesign!O$10+AD803*Networkdesign!O$11+AE803*Networkdesign!O$12)/1000","v":0},{"$f":"+(Z803*Network!G$76+AA803*Network!I$76+AB803*Network!J$76+AC803*Network!K$76+AD803*Network!L$76+AE803*Network!M$76)","v":0},0,0,0,0,0,0,0,0,0,0,0,0,0,0,0,0,0,0,{"$f":"IF(M803>1,0,BA$8*$W803+S803*Summary!J$391)","v":0},0,0,0,0,0,0,0,0,0,0,0,0,0,0,0,0,{"$f":"Summary!J$83*(+BA803)","v":0},0,0,{"$f":"+IF($M803=2,IF($O803<Summary!$F$383,Summary!$J$398*$L803,$BU$8*$W803),0)","v":0},0,0,0,0,0,0,0,0,{"$f":"+IF(M803=3,IF(O803<Summary!F$383,Summary!J$406*L803,CD$8*W803),0)","v":0},0,0,0,0,0,0,0,0,0,0,0,0,0,0,0,0,0,0,0,0,{"$f":"+IF(#REF!=0,0,(#REF!-#REF!)/#REF!)","v":{"$error":"#REF!"}}]
[11,"[Settlement A] 3",null,null,null,null,null,null,null,null,null,{"$f":"+Summary!H18","v":0},{"$f":"+Summary!G18","v":3}]
[4,{"$f":"+'Settlement A 3'!A6","v":52},{"$f":"+'Settlement A 3'!B6","v":0},{"$f":"+'Settlement A 3'!C6","v":0},null,null,0,{"$f":"+'Settlement A 3'!D6","v":0},150,"default",1,0,3,0,0,1500,1500,0,0,0,0,0,0,{"$f":"IF(L812=0,\"\",VLOOKUP($R812/1000,Networkdesign!$R$4:$T$17,3))","v":""},{"$f":"IF(L812=0,0,VLOOKUP($S812/L812/1000,Networkdesign!$R$4:$U$17,4))","v":0},0,0,0,0,0,0,0,{"$f":"+(Z812*Networkdesign!O$6+AA812*Networkdesign!O$8+AB812*Networkdesign!O$9+AC812*Networkdesign!O$10+AD812*Networkdesign!O$11+AE812*Networkdesign!O$12)/1000","v":0},{"$f":"+(Z812*Network!G$76+AA812*Network!I$76+AB812*Network!J$76+AC812*Network!K$76+AD812*Network!L$76+AE812*Network!M$76)","v":0},0,0,0,0,0,0,0,0,0,0,0,0,0,0,0,0,0,0,{"$f":"IF(M812>1,0,BA$8*$W812+S812*Summary!J$391)","v":0},0,0,0,0,0,0,0,0,0,0,0,0,0,0,0,0,{"$f":"Summary!J$83*(+BA812)","v":0},0,0,{"$f":"+IF($M812=2,IF($O812<Summary!$F$383,Summary!$J$398*$L812,$BU$8*$W812),0)","v":0},0,0,0,0,0,0,0,0,{"$f":"+IF(M812=3,IF(O812<Summary!F$383,Summary!J$406*L812,CD$8*W812),0)","v":0},0,0,0,0,0,0,0,0,0,0,0,0,0,0,0,0,0,0,0,0,{"$f":"+IF(#REF!=0,0,(#REF!-#REF!)/#REF!)","v":{"$error":"#REF!"}}]
[5,{"$f":"+'Settlement A 3'!A7","v":53},{"$f":"+'Settlement A 3'!B7","v":0},{"$f":"+'Settlement A 3'!C7","v":0},null,null,0,{"$f":"+'Settlement A 3'!D7","v":0},150,"default",1,0,3,0,0,1500,1500,0,0,0,0,0,0,{"$f":"IF(L813=0,\"\",VLOOKUP($R813/1000,Networkdesign!$R$4:$T$17,3))","v":""},{"$f":"IF(L813=0,0,VLOOKUP($S813/L813/1000,Networkdesign!$R$4:$U$17,4))","v":0},0,0,0,0,0,0,0,{"$f":"+(Z813*Networkdesign!O$6+AA813*Networkdesign!O$8+AB813*Networkdesign!O$9+AC813*Networkdesign!O$10+AD813*Networkdesign!O$11+AE813*Networkdesign!O$12)/1000","v":0},{"$f":"+(Z813*Network!G$76+AA813*Network!I$76+AB813*Network!J$76+AC813*Network!K$76+AD813*Network!L$76+AE813*Network!M$76)","v":0},0,0,0,0,0,0,0,0,0,0,0,0,0,0,0,0,0,0,{"$f":"IF(M813>1,0,BA$8*$W813+S813*Summary!J$391)","v":0},0,0,0,0,0,0,0,0,0,0,0,0,0,0,0,0,{"$f":"Summary!J$83*(+BA813)","v":0},0,0,{"$f":"+IF($M813=2,IF($O813<Summary!$F$383,Summary!$J$398*$L813,$BU$8*$W813),0)","v":0},0,0,0,0,0,0,0,0,{"$f":"+IF(M813=3,IF(O813<Summary!F$383,Summary!J$406*L813,CD$8*W813),0)","v":0},0,0,0,0,0,0,0,0,0,0,0,0,0,0,0,0,0,0,0,0,{"$f":"+IF(#REF!=0,0,(#REF!-#REF!)/#REF!)","v":{"$error":"#REF!"}}]
[10,{"$f":"+'Settlement A 3'!A12","v":58},{"$f":"+'Settlement A 3'!B12","v":0},{"$f":"+'Settlement A 3'!C12","v":0},null,null,0,{"$f":"+'Settlement A 3'!D12","v":0},150,"default",1,0,3,0,0,1500,1500,0,0,0,0,0,0,{"$f":"IF(L818=0,\"\",VLOOKUP($R818/1000,Networkdesign!$R$4:$T$17,3))","v":""},{"$f":"IF(L818=0,0,VLOOKUP($S818/L818/1000,Networkdesign!$R$4:$U$17,4))","v":0},0,0,0,0,0,0,0,{"$f":"+(Z818*Networkdesign!O$6+AA818*Networkdesign!O$8+AB818*Networkdesign!O$9+AC818*Networkdesign!O$10+AD818*Networkdesign!O$11+AE818*Networkdesign!O$12)/1000","v":0},{"$f":"+(Z818*Network!G$76+AA818*Network!I$76+AB818*Network!J$76+AC818*Network!K$76+AD818*Network!L$76+AE818*Network!M$76)","v":0},0,0,0,0,0,0,0,0,0,0,0,0,0,0,0,0,0,0,{"$f":"IF(M818>1,0,BA$8*$W818+S818*Summary!J$391)","v":0},0,0,0,0,0,0,0,0,0,0,0,0,0,0,0,0,{"$f":"Summary!J$83*(+BA818)","v":0},0,0,{"$f":"+IF($M818=2,IF($O818<Summary!$F$383,Summary!$J$398*$L818,$BU$8*$W818),0)","v":0},0,0,0,0,0,0,0,0,{"$f":"+IF(M818=3,IF(O818<Summary!F$383,Summary!J$406*L818,CD$8*W818),0)","v":0},0,0,0,0,0,0,0,0,0,0,0,0,0,0,0,0,0,0,0,0,{"$f":"+IF(#REF!=0,0,(#REF!-#REF!)/#REF!)","v":{"$error":"#REF!"}}]
[1,{"$f":"+'Settlement A 4'!A3","v":41},{"$f":"+'Settlement A 4'!B3","v":0},{"$f":"+'Settlement A 4'!C3","v":0},null,"",{"$f":"+H823/I823*1000","v":0},{"$f":"+'Settlement A 4'!D3","v":0},150,"default",1,{"$f":"+K823*L$822","v":0},{"$f":"+M$822","v":3},{"$f":"+L823*G823","v":0},{"$f":"+N823*I823/1000","v":0},1500,{"$f":"+IF(P823>0,P823,Q$7)","v":1500},{"$f":"+G823*I823/Q823","v":0},{"$f":"+O823/Q823*1000","v":0},{"$f":"+AH823*T$28","v":0},{"$f":"+W823*U$28","v":0},{"$f":"SUM(T823:U823)","v":0},{"$f":"+W$7*R823^W$8*L823","v":0},{"$f":"IF(L823=0,\"\",VLOOKUP($R823/1000,Networkdesign!$R$4:$T$17,3))","v":""},{"$f":"IF(L823=0,0,VLOOKUP($S823/L823/1000,Networkdesign!$R$4:$U$17,4))","v":0},{"$f":"($Y823=Z$7)*Z$8*$L823","v":0},0,0,0,0,0,{"$f":"+SUM(Z823:AE823)","v":0},{"$f":"+(Z823*Networkdesign!O$6+AA823*Networkdesign!O$8+AB823*Networkdesign!O$9+AC823*Networkdesign!O$10+AD823*Networkdesign!O$11+AE823*Networkdesign!O$12)/1000","v":0},{"$f":"+(Z823*Network!G$76+AA823*Network!I$76+AB823*Network!J$76+AC823*Network!K$76+AD823*Network!L$76+AE823*Network!M$76)","v":0},{"$f":"IF($L823=0,0,IF($O823/$L823<AI$4,IF($O823/$L823<AI$3,0,$O823/$L823-AI$3),AI$4-AI$3)*$L823)","v":0},0,0,0,{"$f":"+SUM(AI823:AL823)-O823","v":0},{"$f":"+AI823*AN$4","v":0},{"$f":"+AJ823*AO$4","v":0},{"$f":"+AK823*AP$4","v":0},{"$f":"+AL823*AQ$4","v":0},{"$f":"+AR$4*L823","v":0},{"$f":"+O823*AS$4","v":0},{"$f":"+SUM(AN823:AS823)","v":0},{"$f":"+IF(O823=0,0,AT823/O823)","v":0},{"$f":"+AV$4*L823","v":0},{"$f":"+O823*AW$4","v":0},{"$f":"+(V823+W823)*AX$4*L823","v":0},{"$f":"+AT823+SUM(AV823:AX823)","v":0},{"$f":"+IF(O823=0,0,AY823/O823)","v":0},{"$f":"IF(M823>1,0,BA$8*$W823+S823*Summary!J$391)","v":0},{"$f":"IF(M823>1,0,O823)","v":0},{"$f":"+BB823/BC$8","v":0},{"$f":"IF($L823=0,0,IF(BC823/$L823<BD$4,BC823,BD$4*$L823))","v":0},{"$f":"IF($L823=0,0,IF(BC823/$L823<BE$4,IF(BC823/$L823<BD$4,0,BC823-BD$4*$L823),$L823*(BE$4-BD$4)))","v":0},{"$f":"IF($L823=0,0,IF(BC823/$L823<BF$4,IF(BC823/$L823<BE$4,0,BC823-$L823*BE$4),$L823*(BF$4-BE$4)))","v":0},{"$f":"+IF($L823=0,0,IF(BC823/$L823<BF$4,0,BC823-$L823*BF$4))","v":0},{"$f":"+BH$4","v":0},{"$f":"+BI$4*BD823","v":0},{"$f":"+BJ$4*BE823","v":0},{"$f":"+BK$4*BF823","v":0},{"$f":"+BL$4*BG823","v":0},{"$f":"+SUM(BH823:BL823)","v":0},{"$f":"+IF(BB823=0,0,BM823/BB823)","v":0},{"$f":"+BB823*BO$4","v":0},{"$f":"IF(M823>1,0,+L823*BP$4)","v":0},{"$f":"IF(M823>1,0,O823*BQ$4)","v":0},{"$f":"Summary!J$83*(+BA823)","v":0},{"$f":"+BM823+BO823+BP823+BQ823+BR823","v":0},{"$f":"IF(+BB823=0,0,BS823/(+BB823))","v":0},{"$f":"+IF($M823=2,IF($O823<Summary!$F$383,Summary!$J$398*$L823,$BU$8*$W823),0)","v":0},{"$f":"IF($M823=2,$O823,0)","v":0},{"$f":"(BV823)/BW$8","v":0},{"$f":"+BW823*BX$4","v":0},{"$f":"+IF($M823=2,BY$4*$L823,0)","v":0},{"$f":"+BV823*BZ$4","v":0},{"$f":"+BU823*CA$4*L823","v":0},{"$f":"+SUM(BX823:CA823)","v":0},{"$f":"IF(BW823=0,0,(CB823)/(BV823))","v":0},{"$f":"+IF(M823=3,IF(O823<Summary!F$383,Summary!J$406*L823,CD$8*W823),0)","v":0},{"$f":"IF(M823=3,$O823,0)","v":0},{"$f":"(CE823)*3.6*1000/CF$7/CF$8","v":0},{"$f":"IF(L823=0,0,IF(CF823/L823<CG$4,CF823,CG$4*L823))","v":0},{"$f":"IF(L823=0,0,IF(CF823/L823<CH$4,IF(CF823/L823<CG$4,0,CF823-CG$4*L823),L823*(CH$4-CG$4)))","v":0},{"$f":"IF(L823=0,0,IF(CF823/L823<CI$4,IF(CF823/L823<CH$4,0,CF823-L823*CH$4),L823*(CI$4-CH$4)))","v":0},{"$f":"+IF(L823=0,0,IF(CF823/L823<CI$4,0,CF823-L823*CI$4))","v":0},{"$f":"CF823-SUM(CG823:CJ823)","v":0},{"$f":"+IF(M823=3,CL$4*L823,0)","v":0},{"$f":"CM$4*CG823","v":0},{"$f":"CN$4*CH823","v":0},{"$f":"CO$4*CI823","v":0},{"$f":"CP$4*CJ823","v":0},{"$f":"SUM(CL823:CP823)","v":0},{"$f":"IF((CE823)=0,0,CQ823/(CE823))","v":0},{"$f":"+IF(M823=3,CS$4*L823,0)","v":0},{"$f":"+CE823*CT$4","v":0},{"$f":"+L823*CU$4*CD823","v":0},{"$f":"+CS823+CQ823+CT823+CU823","v":0},{"$f":"IF(CE823=0,0,(CV823)/(CE823))","v":0},{"$f":"+IF((CV823+CB823+BS823)=0,0,(CV823+CB823+BS823-AY823)/(CV823+CB823+BS823))","v":0},{"$f":"+IF(#REF!=0,0,(#REF!-#REF!)/#REF!)","v":{"$error":"#REF!"}}]
[6,{"$f":"+'Settlement A 4'!A8","v":46},{"$f":"+'Settlement A 4'!B8","v":0},{"$f":"+'Settlement A 4'!C8","v":0},null,"",0,{"$f":"+'Settlement A 4'!D8","v":0},150,"default",1,0,3,0,0,1500,1500,0,0,0,0,0,0,{"$f":"IF(L828=0,\"\",VLOOKUP($R828/1000,Networkdesign!$R$4:$T$17,3))","v":""},{"$f":"IF(L828=0,0,VLOOKUP($S828/L828/1000,Networkdesign!$R$4:$U$17,4))","v":0},0,0,0,0,0,0,0,{"$f":"+(Z828*Networkdesign!O$6+AA828*Networkdesign!O$8+AB828*Networkdesign!O$9+AC828*Networkdesign!O$10+AD828*Networkdesign!O$11+AE828*Networkdesign!O$12)/1000","v":0},{"$f":"+(Z828*Network!G$76+AA828*Network!I$76+AB828*Network!J$76+AC828*Network!K$76+AD828*Network!L$76+AE828*Network!M$76)","v":0},0,0,0,0,0,0,0,0,0,0,0,0,0,0,0,0,0,0,{"$f":"IF(M828>1,0,BA$8*$W828+S828*Summary!J$391)","v":0},0,0,0,0,0,0,0,0,0,0,0,0,0,0,0,0,{"$f":"Summary!J$83*(+BA828)","v":0},0,0,{"$f":"+IF($M828=2,IF($O828<Summary!$F$383,Summary!$J$398*$L828,$BU$8*$W828),0)","v":0},0,0,0,0,0,0,0,0,{"$f":"+IF(M828=3,IF(O828<Summary!F$383,Summary!J$406*L828,CD$8*W828),0)","v":0},0,0,0,0,0,0,0,0,0,0,0,0,0,0,0,0,0,0,0,0,{"$f":"+IF(#REF!=0,0,(#REF!-#REF!)/#REF!)","v":{"$error":"#REF!"}}]
[8,{"$f":"+'Settlement A 4'!A10","v":48},{"$f":"+'Settlement A 4'!B10","v":0},{"$f":"+'Settlement A 4'!C10","v":0},null,"",0,{"$f":"+'Settlement A 4'!D10","v":0},150,"default",1,0,3,0,0,1500,1500,0,0,0,0,0,0,{"$f":"IF(L830=0,\"\",VLOOKUP($R830/1000,Networkdesign!$R$4:$T$17,3))","v":""},{"$f":"IF(L830=0,0,VLOOKUP($S830/L830/1000,Networkdesign!$R$4:$U$17,4))","v":0},0,0,0,0,0,0,0,{"$f":"+(Z830*Networkdesign!O$6+AA830*Networkdesign!O$8+AB830*Networkdesign!O$9+AC830*Networkdesign!O$10+AD830*Networkdesign!O$11+AE830*Networkdesign!O$12)/1000","v":0},{"$f":"+(Z830*Network!G$76+AA830*Network!I$76+AB830*Network!J$76+AC830*Network!K$76+AD830*Network!L$76+AE830*Network!M$76)","v":0},0,0,0,0,0,0,0,0,0,0,0,0,0,0,0,0,0,0,{"$f":"IF(M830>1,0,BA$8*$W830+S830*Summary!J$391)","v":0},0,0,0,0,0,0,0,0,0,0,0,0,0,0,0,0,{"$f":"Summary!J$83*(+BA830)","v":0},0,0,{"$f":"+IF($M830=2,IF($O830<Summary!$F$383,Summary!$J$398*$L830,$BU$8*$W830),0)","v":0},0,0,0,0,0,0,0,0,{"$f":"+IF(M830=3,IF(O830<Summary!F$383,Summary!J$406*L830,CD$8*W830),0)","v":0},0,0,0,0,0,0,0,0,0,0,0,0,0,0,0,0,0,0,0,0,{"$f":"+IF(#REF!=0,0,(#REF!-#REF!)/#REF!)","v":{"$error":"#REF!"}}]
[11,{"$f":"+'Settlement A 4'!A13","v":51},{"$f":"+'Settlement A 4'!B13","v":0},{"$f":"+'Settlement A 4'!C13","v":0},null,"",{"$f":"+H833/I833*1000","v":0},{"$f":"+'Settlement A 4'!D13","v":0},150,"default",1,{"$f":"+K833*L$822","v":0},3,{"$f":"+L833*G833","v":0},{"$f":"+N833*I833/1000","v":0},1500,{"$f":"+IF(P833>0,P833,Q$7)","v":1500},{"$f":"+G833*I833/Q833","v":0},{"$f":"+O833/Q833*1000","v":0},{"$f":"+AH833*T$28","v":0},{"$f":"+W833*U$28","v":0},{"$f":"SUM(T833:U833)","v":0},{"$f":"+W$7*R833^W$8*L833","v":0},{"$f":"IF(L833=0,\"\",VLOOKUP($R833/1000,Networkdesign!$R$4:$T$17,3))","v":""},{"$f":"IF(L833=0,0,VLOOKUP($S833/L833/1000,Networkdesign!$R$4:$U$17,4))","v":0},0,0,0,0,0,0,{"$f":"+SUM(Z833:AE833)","v":0},{"$f":"+(Z833*Networkdesign!O$6+AA833*Networkdesign!O$8+AB833*Networkdesign!O$9+AC833*Networkdesign!O$10+AD833*Networkdesign!O$11+AE833*Networkdesign!O$12)/1000","v":0},{"$f":"+(Z833*Network!G$76+AA833*Network!I$76+AB833*Network!J$76+AC833*Network!K$76+AD833*Network!L$76+AE833*Network!M$76)","v":0},0,0,0,0,{"$f":"+SUM(AI833:AL833)-O833","v":0},{"$f":"+AI833*AN$4","v":0},{"$f":"+AJ833*AO$4","v":0},{"$f":"+AK833*AP$4","v":0},{"$f":"+AL833*AQ$4","v":0},{"$f":"+AR$4*L833","v":0},{"$f":"+O833*AS$4","v":0},{"$f":"+SUM(AN833:AS833)","v":0},{"$f":"+IF(O833=0,0,AT833/O833)","v":0},{"$f":"+AV$4*L833","v":0},{"$f":"+O833*AW$4","v":0},{"$f":"+(V833+W833)*AX$4*L833","v":0},{"$f":"+AT833+SUM(AV833:AX833)","v":0},{"$f":"+IF(O833=0,0,AY833/O833)","v":0},{"$f":"IF(M833>1,0,BA$8*$W833+S833*Summary!J$391)","v":0},{"$f":"IF(M833>1,0,O833)","v":0},{"$f":"+BB833/BC$8","v":0},{"$f":"IF($L833=0,0,IF(BC833/$L833<BD$4,BC833,BD$4*$L833))","v":0},{"$f":"IF($L833=0,0,IF(BC833/$L833<BE$4,IF(BC833/$L833<BD$4,0,BC833-BD$4*$L833),$L833*(BE$4-BD$4)))","v":0},{"$f":"IF($L833=0,0,IF(BC833/$L833<BF$4,IF(BC833/$L833<BE$4,0,BC833-$L833*BE$4),$L833*(BF$4-BE$4)))","v":0},{"$f":"+IF($L833=0,0,IF(BC833/$L833<BF$4,0,BC833-$L833*BF$4))","v":0},0,{"$f":"+BI$4*BD833","v":0},{"$f":"+BJ$4*BE833","v":0},{"$f":"+BK$4*BF833","v":0},{"$f":"+BL$4*BG833","v":0},{"$f":"+SUM(BH833:BL833)","v":0},{"$f":"+IF(BB833=0,0,BM833/BB833)","v":0},0,0,0,{"$f":"Summary!J$83*(+BA833)","v":0},0,{"$f":"IF(+BB833=0,0,BS833/(+BB833))","v":0},{"$f":"+IF($M833=2,IF($O833<Summary!$F$383,Summary!$J$398*$L833,$BU$8*$W833),0)","v":0},0,{"$f":"(BV833)/BW$8","v":0},{"$f":"+BW833*BX$4","v":0},0,{"$f":"+BV833*BZ$4","v":0},{"$f":"+BU833*CA$4*L833","v":0},{"$f":"+SUM(BX833:CA833)","v":0},{"$f":"IF(BW833=0,0,(CB833)/(BV833))","v":0},{"$f":"+IF(M833=3,IF(O833<Summary!F$383,Summary!J$406*L833,CD$8*W833),0)","v":0},{"$f":"IF(M833=3,$O833,0)","v":0},{"$f":"(CE833)*3.6*1000/CF$7/CF$8","v":0},{"$f":"IF(L833=0,0,IF(CF833/L833<CG$4,CF833,CG$4*L833))","v":0},{"$f":"IF(L833=0,0,IF(CF833/L833<CH$4,IF(CF833/L833<CG$4,0,CF833-CG$4*L833),L833*(CH$4-CG$4)))","v":0},{"$f":"IF(L833=0,0,IF(CF833/L833<CI$4,IF(CF833/L833<CH$4,0,CF833-L833*CH$4),L833*(CI$4-CH$4)))","v":0},{"$f":"+IF(L833=0,0,IF(CF833/L833<CI$4,0,CF833-L833*CI$4))","v":0},{"$f":"CF833-SUM(CG833:CJ833)","v":0},{"$f":"+IF(M833=3,CL$4*L833,0)","v":0},{"$f":"CM$4*CG833","v":0},{"$f":"CN$4*CH833","v":0},{"$f":"CO$4*CI833","v":0},{"$f":"CP$4*CJ833","v":0},{"$f":"SUM(CL833:CP833)","v":0},{"$f":"IF((CE833)=0,0,CQ833/(CE833))","v":0},{"$f":"+IF(M833=3,CS$4*L833,0)","v":0},{"$f":"+CE833*CT$4","v":0},{"$f":"+L833*CU$4*CD833","v":0},{"$f":"+CS833+CQ833+CT833+CU833","v":0},{"$f":"IF(CE833=0,0,(CV833)/(CE833))","v":0},{"$f":"+IF((CV833+CB833+BS833)=0,0,(CV833+CB833+BS833-AY833)/(CV833+CB833+BS833))","v":0},{"$f":"+IF(#REF!=0,0,(#REF!-#REF!)/#REF!)","v":{"$error":"#REF!"}}]
[null,null,null,null,null,""]
[null,null,null,null,null,""]
[14,"[Settlement A] 6",null,null,null,"",null,null,null,null,null,{"$f":"+Summary!H21","v":0},{"$f":"+Summary!G21","v":3}]
[]
[4,{"$f":"+SettlementAcons!L5","v":0},{"$f":"+SettlementAcons!B5","v":0},{"$f":"+SettlementAcons!J5","v":0},{"$f":"+SettlementAcons!K5","v":0},"",0,{"$f":"+SettlementAcons!N5/1000","v":0},150,"default",1,1,3,0,0,null,{"$f":"+SettlementAcons!W5","v":0},{"$error":"#DIV/0!"},{"$error":"#DIV/0!"},{"$error":"#DIV/0!"},{"$error":"#DIV/0!"},{"$error":"#DIV/0!"},{"$error":"#DIV/0!"},{"$f":"IF(L853=0,\"\",VLOOKUP($R853/1000,Networkdesign!$R$4:$T$17,3))","v":{"$error":"#DIV/0!"}},{"$f":"IF(L853=0,0,VLOOKUP($S853/L853/1000,Networkdesign!$R$4:$U$17,4))","v":{"$error":"#DIV/0!"}},{"$error":"#DIV/0!"},{"$error":"#DIV/0!"},{"$error":"#DIV/0!"},{"$error":"#DIV/0!"},{"$error":"#DIV/0!"},{"$error":"#DIV/0!"},{"$error":"#DIV/0!"},{"$f":"+(Z853*Networkdesign!O$6+AA853*Networkdesign!O$8+AB853*Networkdesign!O$9+AC853*Networkdesign!O$10+AD853*Networkdesign!O$11+AE853*Networkdesign!O$12)/1000","v":{"$error":"#DIV/0!"}},{"$f":"+(Z853*Network!G$76+AA853*Network!I$76+AB853*Network!J$76+AC853*Network!K$76+AD853*Network!L$76+AE853*Network!M$76)","v":{"$error":"#DIV/0!"}},0,0,0,0,0,0,0,0,0,100,0,100,0,50,0,{"$error":"#DIV/0!"},{"$error":"#DIV/0!"},0,{"$f":"IF(M853>1,0,BA$8*$W853+S853*Summary!J$391)","v":0},0,0,0,0,0,0,0,0,0,0,0,0,0,0,0,0,{"$f":"Summary!J$83*(+BA853)","v":0},0,0,{"$f":"+IF($M853=2,IF($O853<Summary!$F$383,Summary!$J$398*$L853,$BU$8*$W853),0)","v":0},0,0,0,0,0,0,0,0,{"$f":"+IF(M853=3,IF(O853<Summary!F$383,Summary!J$406*L853,CD$8*W853),0)","v":4800},0,0,0,0,0,0,0,0,0,0,0,0,0,0,80,0,432,512,0,{"$error":"#DIV/0!"},{"$f":"+IF(#REF!=0,0,(#REF!-#REF!)/#REF!)","v":{"$error":"#REF!"}}]
[9,{"$f":"+SettlementAcons!L10","v":0},{"$f":"+SettlementAcons!B10","v":0},{"$f":"+SettlementAcons!J10","v":0},{"$f":"+SettlementAcons!K10","v":0},"",0,{"$f":"+SettlementAcons!N10/1000","v":0},150,"default",1,1,3,0,0,null,{"$f":"+SettlementAcons!W10","v":0},{"$error":"#DIV/0!"},{"$error":"#DIV/0!"},{"$error":"#DIV/0!"},{"$error":"#DIV/0!"},{"$error":"#DIV/0!"},{"$error":"#DIV/0!"},{"$f":"IF(L858=0,\"\",VLOOKUP($R858/1000,Networkdesign!$R$4:$T$17,3))","v":{"$error":"#DIV/0!"}},{"$f":"IF(L858=0,0,VLOOKUP($S858/L858/1000,Networkdesign!$R$4:$U$17,4))","v":{"$error":"#DIV/0!"}},{"$error":"#DIV/0!"},{"$error":"#DIV/0!"},{"$error":"#DIV/0!"},{"$error":"#DIV/0!"},{"$error":"#DIV/0!"},{"$error":"#DIV/0!"},{"$error":"#DIV/0!"},{"$f":"+(Z858*Networkdesign!O$6+AA858*Networkdesign!O$8+AB858*Networkdesign!O$9+AC858*Networkdesign!O$10+AD858*Networkdesign!O$11+AE858*Networkdesign!O$12)/1000","v":{"$error":"#DIV/0!"}},{"$f":"+(Z858*Network!G$76+AA858*Network!I$76+AB858*Network!J$76+AC858*Network!K$76+AD858*Network!L$76+AE858*Network!M$76)","v":{"$error":"#DIV/0!"}},0,0,0,0,0,0,0,0,0,100,0,100,0,50,0,{"$error":"#DIV/0!"},{"$error":"#DIV/0!"},0,{"$f":"IF(M858>1,0,BA$8*$W858+S858*Summary!J$391)","v":0},0,0,0,0,0,0,0,0,0,0,0,0,0,0,0,0,{"$f":"Summary!J$83*(+BA858)","v":0},0,0,{"$f":"+IF($M858=2,IF($O858<Summary!$F$383,Summary!$J$398*$L858,$BU$8*$W858),0)","v":0},0,0,0,0,0,0,0,0,{"$f":"+IF(M858=3,IF(O858<Summary!F$383,Summary!J$406*L858,CD$8*W858),0)","v":4800},0,0,0,0,0,0,0,0,0,0,0,0,0,0,80,0,432,512,0,{"$error":"#DIV/0!"},{"$f":"+IF(#REF!=0,0,(#REF!-#REF!)/#REF!)","v":{"$error":"#REF!"}}]
[10,{"$f":"+SettlementAcons!L11","v":0},{"$f":"+SettlementAcons!B11","v":0},{"$f":"+SettlementAcons!J11","v":0},{"$f":"+SettlementAcons!K11","v":0},"",0,{"$f":"+SettlementAcons!N11/1000","v":0},150,"default",1,1,3,0,0,null,{"$f":"+SettlementAcons!W11","v":0},{"$error":"#DIV/0!"},{"$error":"#DIV/0!"},{"$error":"#DIV/0!"},{"$error":"#DIV/0!"},{"$error":"#DIV/0!"},{"$error":"#DIV/0!"},{"$f":"IF(L859=0,\"\",VLOOKUP($R859/1000,Networkdesign!$R$4:$T$17,3))","v":{"$error":"#DIV/0!"}},{"$f":"IF(L859=0,0,VLOOKUP($S859/L859/1000,Networkdesign!$R$4:$U$17,4))","v":{"$error":"#DIV/0!"}},{"$error":"#DIV/0!"},{"$error":"#DIV/0!"},{"$error":"#DIV/0!"},{"$error":"#DIV/0!"},{"$error":"#DIV/0!"},{"$error":"#DIV/0!"},{"$error":"#DIV/0!"},{"$f":"+(Z859*Networkdesign!O$6+AA859*Networkdesign!O$8+AB859*Networkdesign!O$9+AC859*Networkdesign!O$10+AD859*Networkdesign!O$11+AE859*Networkdesign!O$12)/1000","v":{"$error":"#DIV/0!"}},{"$f":"+(Z859*Network!G$76+AA859*Network!I$76+AB859*Network!J$76+AC859*Network!K$76+AD859*Network!L$76+AE859*Network!M$76)","v":{"$error":"#DIV/0!"}},0,0,0,0,0,0,0,0,0,100,0,100,0,50,0,{"$error":"#DIV/0!"},{"$error":"#DIV/0!"},0,{"$f":"IF(M859>1,0,BA$8*$W859+S859*Summary!J$391)","v":0},0,0,0,0,0,0,0,0,0,0,0,0,0,0,0,0,{"$f":"Summary!J$83*(+BA859)","v":0},0,0,{"$f":"+IF($M859=2,IF($O859<Summary!$F$383,Summary!$J$398*$L859,$BU$8*$W859),0)","v":0},0,0,0,0,0,0,0,0,{"$f":"+IF(M859=3,IF(O859<Summary!F$383,Summary!J$406*L859,CD$8*W859),0)","v":4800},0,0,0,0,0,0,0,0,0,0,0,0,0,0,80,0,432,512,0,{"$error":"#DIV/0!"},{"$f":"+IF(#REF!=0,0,(#REF!-#REF!)/#REF!)","v":{"$error":"#REF!"}}]
[15,{"$f":"+SettlementAcons!L16","v":0},{"$f":"+SettlementAcons!B16","v":0},{"$f":"+SettlementAcons!J16","v":0},{"$f":"+SettlementAcons!K16","v":0},"",0,{"$f":"+SettlementAcons!N16/1000","v":0},150,"default",1,1,3,0,0,null,{"$f":"+SettlementAcons!W16","v":0},{"$error":"#DIV/0!"},{"$error":"#DIV/0!"},{"$error":"#DIV/0!"},{"$error":"#DIV/0!"},{"$error":"#DIV/0!"},{"$error":"#DIV/0!"},{"$f":"IF(L864=0,\"\",VLOOKUP($R864/1000,Networkdesign!$R$4:$T$17,3))","v":{"$error":"#DIV/0!"}},{"$f":"IF(L864=0,0,VLOOKUP($S864/L864/1000,Networkdesign!$R$4:$U$17,4))","v":{"$error":"#DIV/0!"}},{"$error":"#DIV/0!"},{"$error":"#DIV/0!"},{"$error":"#DIV/0!"},{"$error":"#DIV/0!"},{"$error":"#DIV/0!"},{"$error":"#DIV/0!"},{"$error":"#DIV/0!"},{"$f":"+(Z864*Networkdesign!O$6+AA864*Networkdesign!O$8+AB864*Networkdesign!O$9+AC864*Networkdesign!O$10+AD864*Networkdesign!O$11+AE864*Networkdesign!O$12)/1000","v":{"$error":"#DIV/0!"}},{"$f":"+(Z864*Network!G$76+AA864*Network!I$76+AB864*Network!J$76+AC864*Network!K$76+AD864*Network!L$76+AE864*Network!M$76)","v":{"$error":"#DIV/0!"}},0,0,0,0,0,0,0,0,0,100,0,100,0,50,0,{"$error":"#DIV/0!"},{"$error":"#DIV/0!"},0,{"$f":"IF(M864>1,0,BA$8*$W864+S864*Summary!J$391)","v":0},0,0,0,0,0,0,0,0,0,0,0,0,0,0,0,0,{"$f":"Summary!J$83*(+BA864)","v":0},0,0,{"$f":"+IF($M864=2,IF($O864<Summary!$F$383,Summary!$J$398*$L864,$BU$8*$W864),0)","v":0},0,0,0,0,0,0,0,0,{"$f":"+IF(M864=3,IF(O864<Summary!F$383,Summary!J$406*L864,CD$8*W864),0)","v":4800},0,0,0,0,0,0,0,0,0,0,0,0,0,0,80,0,432,512,0,{"$error":"#DIV/0!"},{"$f":"+IF(#REF!=0,0,(#REF!-#REF!)/#REF!)","v":{"$error":"#REF!"}}]
[20,{"$f":"+SettlementAcons!L21","v":0},{"$f":"+SettlementAcons!B21","v":0},{"$f":"+SettlementAcons!J21","v":0},{"$f":"+SettlementAcons!K21","v":0},"",0,{"$f":"+SettlementAcons!N21/1000","v":0},150,"default",1,1,3,0,0,null,{"$f":"+SettlementAcons!W21","v":0},{"$error":"#DIV/0!"},{"$error":"#DIV/0!"},{"$error":"#DIV/0!"},{"$error":"#DIV/0!"},{"$error":"#DIV/0!"},{"$error":"#DIV/0!"},{"$f":"IF(L869=0,\"\",VLOOKUP($R869/1000,Networkdesign!$R$4:$T$17,3))","v":{"$error":"#DIV/0!"}},{"$f":"IF(L869=0,0,VLOOKUP($S869/L869/1000,Networkdesign!$R$4:$U$17,4))","v":{"$error":"#DIV/0!"}},{"$error":"#DIV/0!"},{"$error":"#DIV/0!"},{"$error":"#DIV/0!"},{"$error":"#DIV/0!"},{"$error":"#DIV/0!"},{"$error":"#DIV/0!"},{"$error":"#DIV/0!"},{"$f":"+(Z869*Networkdesign!O$6+AA869*Networkdesign!O$8+AB869*Networkdesign!O$9+AC869*Networkdesign!O$10+AD869*Networkdesign!O$11+AE869*Networkdesign!O$12)/1000","v":{"$error":"#DIV/0!"}},{"$f":"+(Z869*Network!G$76+AA869*Network!I$76+AB869*Network!J$76+AC869*Network!K$76+AD869*Network!L$76+AE869*Network!M$76)","v":{"$error":"#DIV/0!"}},0,0,0,0,0,0,0,0,0,100,0,100,0,50,0,{"$error":"#DIV/0!"},{"$error":"#DIV/0!"},0,{"$f":"IF(M869>1,0,BA$8*$W869+S869*Summary!J$391)","v":0},0,0,0,0,0,0,0,0,0,0,0,0,0,0,0,0,{"$f":"Summary!J$83*(+BA869)","v":0},0,0,{"$f":"+IF($M869=2,IF($O869<Summary!$F$383,Summary!$J$398*$L869,$BU$8*$W869),0)","v":0},0,0,0,0,0,0,0,0,{"$f":"+IF(M869=3,IF(O869<Summary!F$383,Summary!J$406*L869,CD$8*W869),0)","v":4800},0,0,0,0,0,0,0,0,0,0,0,0,0,0,80,0,432,512,0,{"$error":"#DIV/0!"},{"$f":"+IF(#REF!=0,0,(#REF!-#REF!)/#REF!)","v":{"$error":"#REF!"}}]
[24,{"$f":"+SettlementAcons!L25","v":0},{"$f":"+SettlementAcons!B25","v":0},{"$f":"+SettlementAcons!J25","v":0},{"$f":"+SettlementAcons!K25","v":0},"",0,{"$f":"+SettlementAcons!N25/1000","v":0},150,"default",1,1,3,0,0,null,{"$f":"+SettlementAcons!W25","v":0},{"$error":"#DIV/0!"},{"$error":"#DIV/0!"},{"$error":"#DIV/0!"},{"$error":"#DIV/0!"},{"$error":"#DIV/0!"},{"$error":"#DIV/0!"},{"$f":"IF(L873=0,\"\",VLOOKUP($R873/1000,Networkdesign!$R$4:$T$17,3))","v":{"$error":"#DIV/0!"}},{"$f":"IF(L873=0,0,VLOOKUP($S873/L873/1000,Networkdesign!$R$4:$U$17,4))","v":{"$error":"#DIV/0!"}},{"$error":"#DIV/0!"},{"$error":"#DIV/0!"},{"$error":"#DIV/0!"},{"$error":"#DIV/0!"},{"$error":"#DIV/0!"},{"$error":"#DIV/0!"},{"$error":"#DIV/0!"},{"$f":"+(Z873*Networkdesign!O$6+AA873*Networkdesign!O$8+AB873*Networkdesign!O$9+AC873*Networkdesign!O$10+AD873*Networkdesign!O$11+AE873*Networkdesign!O$12)/1000","v":{"$error":"#DIV/0!"}},{"$f":"+(Z873*Network!G$76+AA873*Network!I$76+AB873*Network!J$76+AC873*Network!K$76+AD873*Network!L$76+AE873*Network!M$76)","v":{"$error":"#DIV/0!"}},0,0,0,0,0,0,0,0,0,100,0,100,0,50,0,{"$error":"#DIV/0!"},{"$error":"#DIV/0!"},0,{"$f":"IF(M873>1,0,BA$8*$W873+S873*Summary!J$391)","v":0},0,0,0,0,0,0,0,0,0,0,0,0,0,0,0,0,{"$f":"Summary!J$83*(+BA873)","v":0},0,0,{"$f":"+IF($M873=2,IF($O873<Summary!$F$383,Summary!$J$398*$L873,$BU$8*$W873),0)","v":0},0,0,0,0,0,0,0,0,{"$f":"+IF(M873=3,IF(O873<Summary!F$383,Summary!J$406*L873,CD$8*W873),0)","v":4800},0,0,0,0,0,0,0,0,0,0,0,0,0,0,80,0,432,512,0,{"$error":"#DIV/0!"},{"$f":"+IF(#REF!=0,0,(#REF!-#REF!)/#REF!)","v":{"$error":"#REF!"}}]
[25,{"$f":"+SettlementAcons!L26","v":0},{"$f":"+SettlementAcons!B26","v":0},{"$f":"+SettlementAcons!J26","v":0},{"$f":"+SettlementAcons!K26","v":0},"",0,{"$f":"+SettlementAcons!N26/1000","v":0},150,"default",1,1,3,0,0,null,{"$f":"+SettlementAcons!W26","v":0},{"$error":"#DIV/0!"},{"$error":"#DIV/0!"},{"$error":"#DIV/0!"},{"$error":"#DIV/0!"},{"$error":"#DIV/0!"},{"$error":"#DIV/0!"},{"$f":"IF(L874=0,\"\",VLOOKUP($R874/1000,Networkdesign!$R$4:$T$17,3))","v":{"$error":"#DIV/0!"}},{"$f":"IF(L874=0,0,VLOOKUP($S874/L874/1000,Networkdesign!$R$4:$U$17,4))","v":{"$error":"#DIV/0!"}},{"$error":"#DIV/0!"},{"$error":"#DIV/0!"},{"$error":"#DIV/0!"},{"$error":"#DIV/0!"},{"$error":"#DIV/0!"},{"$error":"#DIV/0!"},{"$error":"#DIV/0!"},{"$f":"+(Z874*Networkdesign!O$6+AA874*Networkdesign!O$8+AB874*Networkdesign!O$9+AC874*Networkdesign!O$10+AD874*Networkdesign!O$11+AE874*Networkdesign!O$12)/1000","v":{"$error":"#DIV/0!"}},{"$f":"+(Z874*Network!G$76+AA874*Network!I$76+AB874*Network!J$76+AC874*Network!K$76+AD874*Network!L$76+AE874*Network!M$76)","v":{"$error":"#DIV/0!"}},0,0,0,0,0,0,0,0,0,100,0,100,0,50,0,{"$error":"#DIV/0!"},{"$error":"#DIV/0!"},0,{"$f":"IF(M874>1,0,BA$8*$W874+S874*Summary!J$391)","v":0},0,0,0,0,0,0,0,0,0,0,0,0,0,0,0,0,{"$f":"Summary!J$83*(+BA874)","v":0},0,0,{"$f":"+IF($M874=2,IF($O874<Summary!$F$383,Summary!$J$398*$L874,$BU$8*$W874),0)","v":0},0,0,0,0,0,0,0,0,{"$f":"+IF(M874=3,IF(O874<Summary!F$383,Summary!J$406*L874,CD$8*W874),0)","v":4800},0,0,0,0,0,0,0,0,0,0,0,0,0,0,80,0,432,512,0,{"$error":"#DIV/0!"},{"$f":"+IF(#REF!=0,0,(#REF!-#REF!)/#REF!)","v":{"$error":"#REF!"}}]
[30,{"$f":"+SettlementAcons!L31","v":0},{"$f":"+SettlementAcons!B31","v":0},{"$f":"+SettlementAcons!J31","v":0},{"$f":"+SettlementAcons!K31","v":0},"",0,{"$f":"+SettlementAcons!N31/1000","v":0},150,"default",1,1,3,0,0,null,{"$f":"+SettlementAcons!W31","v":0},{"$error":"#DIV/0!"},{"$error":"#DIV/0!"},{"$error":"#DIV/0!"},{"$error":"#DIV/0!"},{"$error":"#DIV/0!"},{"$error":"#DIV/0!"},{"$f":"IF(L879=0,\"\",VLOOKUP($R879/1000,Networkdesign!$R$4:$T$17,3))","v":{"$error":"#DIV/0!"}},{"$f":"IF(L879=0,0,VLOOKUP($S879/L879/1000,Networkdesign!$R$4:$U$17,4))","v":{"$error":"#DIV/0!"}},{"$error":"#DIV/0!"},{"$error":"#DIV/0!"},{"$error":"#DIV/0!"},{"$error":"#DIV/0!"},{"$error":"#DIV/0!"},{"$error":"#DIV/0!"},{"$error":"#DIV/0!"},{"$f":"+(Z879*Networkdesign!O$6+AA879*Networkdesign!O$8+AB879*Networkdesign!O$9+AC879*Networkdesign!O$10+AD879*Networkdesign!O$11+AE879*Networkdesign!O$12)/1000","v":{"$error":"#DIV/0!"}},{"$f":"+(Z879*Network!G$76+AA879*Network!I$76+AB879*Network!J$76+AC879*Network!K$76+AD879*Network!L$76+AE879*Network!M$76)","v":{"$error":"#DIV/0!"}},0,0,0,0,0,0,0,0,0,100,0,100,0,50,0,{"$error":"#DIV/0!"},{"$error":"#DIV/0!"},0,{"$f":"IF(M879>1,0,BA$8*$W879+S879*Summary!J$391)","v":0},0,0,0,0,0,0,0,0,0,0,0,0,0,0,0,0,{"$f":"Summary!J$83*(+BA879)","v":0},0,0,{"$f":"+IF($M879=2,IF($O879<Summary!$F$383,Summary!$J$398*$L879,$BU$8*$W879),0)","v":0},0,0,0,0,0,0,0,0,{"$f":"+IF(M879=3,IF(O879<Summary!F$383,Summary!J$406*L879,CD$8*W879),0)","v":4800},0,0,0,0,0,0,0,0,0,0,0,0,0,0,80,0,432,512,0,{"$error":"#DIV/0!"},{"$f":"+IF(#REF!=0,0,(#REF!-#REF!)/#REF!)","v":{"$error":"#REF!"}}]
[35,{"$f":"+SettlementAcons!L36","v":0},{"$f":"+SettlementAcons!B36","v":0},{"$f":"+SettlementAcons!J36","v":0},{"$f":"+SettlementAcons!K36","v":0},"",0,{"$f":"+SettlementAcons!N36/1000","v":0},150,"default",1,1,3,0,0,null,{"$f":"+SettlementAcons!W36","v":0},{"$error":"#DIV/0!"},{"$error":"#DIV/0!"},{"$error":"#DIV/0!"},{"$error":"#DIV/0!"},{"$error":"#DIV/0!"},{"$error":"#DIV/0!"},{"$f":"IF(L884=0,\"\",VLOOKUP($R884/1000,Networkdesign!$R$4:$T$17,3))","v":{"$error":"#DIV/0!"}},{"$f":"IF(L884=0,0,VLOOKUP($S884/L884/1000,Networkdesign!$R$4:$U$17,4))","v":{"$error":"#DIV/0!"}},{"$error":"#DIV/0!"},{"$error":"#DIV/0!"},{"$error":"#DIV/0!"},{"$error":"#DIV/0!"},{"$error":"#DIV/0!"},{"$error":"#DIV/0!"},{"$error":"#DIV/0!"},{"$f":"+(Z884*Networkdesign!O$6+AA884*Networkdesign!O$8+AB884*Networkdesign!O$9+AC884*Networkdesign!O$10+AD884*Networkdesign!O$11+AE884*Networkdesign!O$12)/1000","v":{"$error":"#DIV/0!"}},{"$f":"+(Z884*Network!G$76+AA884*Network!I$76+AB884*Network!J$76+AC884*Network!K$76+AD884*Network!L$76+AE884*Network!M$76)","v":{"$error":"#DIV/0!"}},0,0,0,0,0,0,0,0,0,100,0,100,0,50,0,{"$error":"#DIV/0!"},{"$error":"#DIV/0!"},0,{"$f":"IF(M884>1,0,BA$8*$W884+S884*Summary!J$391)","v":0},0,0,0,0,0,0,0,0,0,0,0,0,0,0,0,0,{"$f":"Summary!J$83*(+BA884)","v":0},0,0,{"$f":"+IF($M884=2,IF($O884<Summary!$F$383,Summary!$J$398*$L884,$BU$8*$W884),0)","v":0},0,0,0,0,0,0,0,0,{"$f":"+IF(M884=3,IF(O884<Summary!F$383,Summary!J$406*L884,CD$8*W884),0)","v":4800},0,0,0,0,0,0,0,0,0,0,0,0,0,0,80,0,432,512,0,{"$error":"#DIV/0!"},{"$f":"+IF(#REF!=0,0,(#REF!-#REF!)/#REF!)","v":{"$error":"#REF!"}}]
[40,{"$f":"+SettlementAcons!L41","v":0},{"$f":"+SettlementAcons!B41","v":0},{"$f":"+SettlementAcons!J41","v":0},{"$f":"+SettlementAcons!K41","v":0},"",0,{"$f":"+SettlementAcons!N41/1000","v":0},150,"default",1,1,3,0,0,null,{"$f":"+SettlementAcons!W41","v":0},{"$error":"#DIV/0!"},{"$error":"#DIV/0!"},{"$error":"#DIV/0!"},{"$error":"#DIV/0!"},{"$error":"#DIV/0!"},{"$error":"#DIV/0!"},{"$f":"IF(L889=0,\"\",VLOOKUP($R889/1000,Networkdesign!$R$4:$T$17,3))","v":{"$error":"#DIV/0!"}},{"$f":"IF(L889=0,0,VLOOKUP($S889/L889/1000,Networkdesign!$R$4:$U$17,4))","v":{"$error":"#DIV/0!"}},{"$error":"#DIV/0!"},{"$error":"#DIV/0!"},{"$error":"#DIV/0!"},{"$error":"#DIV/0!"},{"$error":"#DIV/0!"},{"$error":"#DIV/0!"},{"$error":"#DIV/0!"},{"$f":"+(Z889*Networkdesign!O$6+AA889*Networkdesign!O$8+AB889*Networkdesign!O$9+AC889*Networkdesign!O$10+AD889*Networkdesign!O$11+AE889*Networkdesign!O$12)/1000","v":{"$error":"#DIV/0!"}},{"$f":"+(Z889*Network!G$76+AA889*Network!I$76+AB889*Network!J$76+AC889*Network!K$76+AD889*Network!L$76+AE889*Network!M$76)","v":{"$error":"#DIV/0!"}},0,0,0,0,0,0,0,0,0,100,0,100,0,50,0,{"$error":"#DIV/0!"},{"$error":"#DIV/0!"},0,{"$f":"IF(M889>1,0,BA$8*$W889+S889*Summary!J$391)","v":0},0,0,0,0,0,0,0,0,0,0,0,0,0,0,0,0,{"$f":"Summary!J$83*(+BA889)","v":0},0,0,{"$f":"+IF($M889=2,IF($O889<Summary!$F$383,Summary!$J$398*$L889,$BU$8*$W889),0)","v":0},0,0,0,0,0,0,0,0,{"$f":"+IF(M889=3,IF(O889<Summary!F$383,Summary!J$406*L889,CD$8*W889),0)","v":4800},0,0,0,0,0,0,0,0,0,0,0,0,0,0,80,0,432,512,0,{"$error":"#DIV/0!"},{"$f":"+IF(#REF!=0,0,(#REF!-#REF!)/#REF!)","v":{"$error":"#REF!"}}]
[41,{"$f":"+SettlementAcons!L42","v":0},{"$f":"+SettlementAcons!B42","v":0},{"$f":"+SettlementAcons!J42","v":0},{"$f":"+SettlementAcons!K42","v":0},"",0,{"$f":"+SettlementAcons!N42/1000","v":0},150,"default",1,1,3,0,0,null,{"$f":"+SettlementAcons!W42","v":0},{"$error":"#DIV/0!"},{"$error":"#DIV/0!"},{"$error":"#DIV/0!"},{"$error":"#DIV/0!"},{"$error":"#DIV/0!"},{"$error":"#DIV/0!"},{"$f":"IF(L890=0,\"\",VLOOKUP($R890/1000,Networkdesign!$R$4:$T$17,3))","v":{"$error":"#DIV/0!"}},{"$f":"IF(L890=0,0,VLOOKUP($S890/L890/1000,Networkdesign!$R$4:$U$17,4))","v":{"$error":"#DIV/0!"}},{"$error":"#DIV/0!"},{"$error":"#DIV/0!"},{"$error":"#DIV/0!"},{"$error":"#DIV/0!"},{"$error":"#DIV/0!"},{"$error":"#DIV/0!"},{"$error":"#DIV/0!"},{"$f":"+(Z890*Networkdesign!O$6+AA890*Networkdesign!O$8+AB890*Networkdesign!O$9+AC890*Networkdesign!O$10+AD890*Networkdesign!O$11+AE890*Networkdesign!O$12)/1000","v":{"$error":"#DIV/0!"}},{"$f":"+(Z890*Network!G$76+AA890*Network!I$76+AB890*Network!J$76+AC890*Network!K$76+AD890*Network!L$76+AE890*Network!M$76)","v":{"$error":"#DIV/0!"}},0,0,0,0,0,0,0,0,0,100,0,100,0,50,0,{"$error":"#DIV/0!"},{"$error":"#DIV/0!"},0,{"$f":"IF(M890>1,0,BA$8*$W890+S890*Summary!J$391)","v":0},0,0,0,0,0,0,0,0,0,0,0,0,0,0,0,0,{"$f":"Summary!J$83*(+BA890)","v":0},0,0,{"$f":"+IF($M890=2,IF($O890<Summary!$F$383,Summary!$J$398*$L890,$BU$8*$W890),0)","v":0},0,0,0,0,0,0,0,0,{"$f":"+IF(M890=3,IF(O890<Summary!F$383,Summary!J$406*L890,CD$8*W890),0)","v":4800},0,0,0,0,0,0,0,0,0,0,0,0,0,0,80,0,432,512,0,{"$error":"#DIV/0!"},{"$f":"+IF(#REF!=0,0,(#REF!-#REF!)/#REF!)","v":{"$error":"#REF!"}}]
[47,{"$f":"+SettlementAcons!L48","v":0},{"$f":"+SettlementAcons!B48","v":0},{"$f":"+SettlementAcons!J48","v":0},{"$f":"+SettlementAcons!K48","v":0},"",0,{"$f":"+SettlementAcons!N48/1000","v":0},150,"default",1,1,3,0,0,null,{"$f":"+SettlementAcons!W48","v":0},{"$error":"#DIV/0!"},{"$error":"#DIV/0!"},{"$error":"#DIV/0!"},{"$error":"#DIV/0!"},{"$error":"#DIV/0!"},{"$error":"#DIV/0!"},{"$f":"IF(L896=0,\"\",VLOOKUP($R896/1000,Networkdesign!$R$4:$T$17,3))","v":{"$error":"#DIV/0!"}},{"$f":"IF(L896=0,0,VLOOKUP($S896/L896/1000,Networkdesign!$R$4:$U$17,4))","v":{"$error":"#DIV/0!"}},{"$error":"#DIV/0!"},{"$error":"#DIV/0!"},{"$error":"#DIV/0!"},{"$error":"#DIV/0!"},{"$error":"#DIV/0!"},{"$error":"#DIV/0!"},{"$error":"#DIV/0!"},{"$f":"+(Z896*Networkdesign!O$6+AA896*Networkdesign!O$8+AB896*Networkdesign!O$9+AC896*Networkdesign!O$10+AD896*Networkdesign!O$11+AE896*Networkdesign!O$12)/1000","v":{"$error":"#DIV/0!"}},{"$f":"+(Z896*Network!G$76+AA896*Network!I$76+AB896*Network!J$76+AC896*Network!K$76+AD896*Network!L$76+AE896*Network!M$76)","v":{"$error":"#DIV/0!"}},0,0,0,0,0,0,0,0,0,100,0,100,0,50,0,{"$error":"#DIV/0!"},{"$error":"#DIV/0!"},0,{"$f":"IF(M896>1,0,BA$8*$W896+S896*Summary!J$391)","v":0},0,0,0,0,0,0,0,0,0,0,0,0,0,0,0,0,{"$f":"Summary!J$83*(+BA896)","v":0},0,0,{"$f":"+IF($M896=2,IF($O896<Summary!$F$383,Summary!$J$398*$L896,$BU$8*$W896),0)","v":0},0,0,0,0,0,0,0,0,{"$f":"+IF(M896=3,IF(O896<Summary!F$383,Summary!J$406*L896,CD$8*W896),0)","v":4800},0,0,0,0,0,0,0,0,0,0,0,0,0,0,80,0,432,512,0,{"$error":"#DIV/0!"},{"$f":"+IF(#REF!=0,0,(#REF!-#REF!)/#REF!)","v":{"$error":"#REF!"}}]
[50,{"$f":"+SettlementAcons!L51","v":0},{"$f":"+SettlementAcons!B51","v":0},{"$f":"+SettlementAcons!J51","v":0},{"$f":"+SettlementAcons!K51","v":0},"",0,{"$f":"+SettlementAcons!N51/1000","v":0},150,"default",1,1,3,0,0,null,{"$f":"+SettlementAcons!W51","v":0},{"$error":"#DIV/0!"},{"$error":"#DIV/0!"},{"$error":"#DIV/0!"},{"$error":"#DIV/0!"},{"$error":"#DIV/0!"},{"$error":"#DIV/0!"},{"$f":"IF(L899=0,\"\",VLOOKUP($R899/1000,Networkdesign!$R$4:$T$17,3))","v":{"$error":"#DIV/0!"}},{"$f":"IF(L899=0,0,VLOOKUP($S899/L899/1000,Networkdesign!$R$4:$U$17,4))","v":{"$error":"#DIV/0!"}},{"$error":"#DIV/0!"},{"$error":"#DIV/0!"},{"$error":"#DIV/0!"},{"$error":"#DIV/0!"},{"$error":"#DIV/0!"},{"$error":"#DIV/0!"},{"$error":"#DIV/0!"},{"$f":"+(Z899*Networkdesign!O$6+AA899*Networkdesign!O$8+AB899*Networkdesign!O$9+AC899*Networkdesign!O$10+AD899*Networkdesign!O$11+AE899*Networkdesign!O$12)/1000","v":{"$error":"#DIV/0!"}},{"$f":"+(Z899*Network!G$76+AA899*Network!I$76+AB899*Network!J$76+AC899*Network!K$76+AD899*Network!L$76+AE899*Network!M$76)","v":{"$error":"#DIV/0!"}},0,0,0,0,0,0,0,0,0,100,0,100,0,50,0,{"$error":"#DIV/0!"},{"$error":"#DIV/0!"},0,{"$f":"IF(M899>1,0,BA$8*$W899+S899*Summary!J$391)","v":0},0,0,0,0,0,0,0,0,0,0,0,0,0,0,0,0,{"$f":"Summary!J$83*(+BA899)","v":0},0,0,{"$f":"+IF($M899=2,IF($O899<Summary!$F$383,Summary!$J$398*$L899,$BU$8*$W899),0)","v":0},0,0,0,0,0,0,0,0,{"$f":"+IF(M899=3,IF(O899<Summary!F$383,Summary!J$406*L899,CD$8*W899),0)","v":4800},0,0,0,0,0,0,0,0,0,0,0,0,0,0,80,0,432,512,0,{"$error":"#DIV/0!"},{"$f":"+IF(#REF!=0,0,(#REF!-#REF!)/#REF!)","v":{"$error":"#REF!"}}]
[55,{"$f":"+SettlementAcons!L56","v":0},{"$f":"+SettlementAcons!B56","v":0},{"$f":"+SettlementAcons!J56","v":0},{"$f":"+SettlementAcons!K56","v":0},"",0,{"$f":"+SettlementAcons!N56/1000","v":0},150,"default",1,1,3,0,0,null,{"$f":"+SettlementAcons!W56","v":0},{"$error":"#DIV/0!"},{"$error":"#DIV/0!"},{"$error":"#DIV/0!"},{"$error":"#DIV/0!"},{"$error":"#DIV/0!"},{"$error":"#DIV/0!"},{"$f":"IF(L904=0,\"\",VLOOKUP($R904/1000,Networkdesign!$R$4:$T$17,3))","v":{"$error":"#DIV/0!"}},{"$f":"IF(L904=0,0,VLOOKUP($S904/L904/1000,Networkdesign!$R$4:$U$17,4))","v":{"$error":"#DIV/0!"}},{"$error":"#DIV/0!"},{"$error":"#DIV/0!"},{"$error":"#DIV/0!"},{"$error":"#DIV/0!"},{"$error":"#DIV/0!"},{"$error":"#DIV/0!"},{"$error":"#DIV/0!"},{"$f":"+(Z904*Networkdesign!O$6+AA904*Networkdesign!O$8+AB904*Networkdesign!O$9+AC904*Networkdesign!O$10+AD904*Networkdesign!O$11+AE904*Networkdesign!O$12)/1000","v":{"$error":"#DIV/0!"}},{"$f":"+(Z904*Network!G$76+AA904*Network!I$76+AB904*Network!J$76+AC904*Network!K$76+AD904*Network!L$76+AE904*Network!M$76)","v":{"$error":"#DIV/0!"}},0,0,0,0,0,0,0,0,0,100,0,100,0,50,0,{"$error":"#DIV/0!"},{"$error":"#DIV/0!"},0,{"$f":"IF(M904>1,0,BA$8*$W904+S904*Summary!J$391)","v":0},0,0,0,0,0,0,0,0,0,0,0,0,0,0,0,0,{"$f":"Summary!J$83*(+BA904)","v":0},0,0,{"$f":"+IF($M904=2,IF($O904<Summary!$F$383,Summary!$J$398*$L904,$BU$8*$W904),0)","v":0},0,0,0,0,0,0,0,0,{"$f":"+IF(M904=3,IF(O904<Summary!F$383,Summary!J$406*L904,CD$8*W904),0)","v":4800},0,0,0,0,0,0,0,0,0,0,0,0,0,0,80,0,432,512,0,{"$error":"#DIV/0!"},{"$f":"+IF(#REF!=0,0,(#REF!-#REF!)/#REF!)","v":{"$error":"#REF!"}}]
[56,{"$f":"+SettlementAcons!L57","v":0},{"$f":"+SettlementAcons!B57","v":0},{"$f":"+SettlementAcons!J57","v":0},{"$f":"+SettlementAcons!K57","v":0},"",0,{"$f":"+SettlementAcons!N57/1000","v":0},150,"default",1,1,3,0,0,null,{"$f":"+SettlementAcons!W57","v":0},{"$error":"#DIV/0!"},{"$error":"#DIV/0!"},{"$error":"#DIV/0!"},{"$error":"#DIV/0!"},{"$error":"#DIV/0!"},{"$error":"#DIV/0!"},{"$f":"IF(L905=0,\"\",VLOOKUP($R905/1000,Networkdesign!$R$4:$T$17,3))","v":{"$error":"#DIV/0!"}},{"$f":"IF(L905=0,0,VLOOKUP($S905/L905/1000,Networkdesign!$R$4:$U$17,4))","v":{"$error":"#DIV/0!"}},{"$error":"#DIV/0!"},{"$error":"#DIV/0!"},{"$error":"#DIV/0!"},{"$error":"#DIV/0!"},{"$error":"#DIV/0!"},{"$error":"#DIV/0!"},{"$error":"#DIV/0!"},{"$f":"+(Z905*Networkdesign!O$6+AA905*Networkdesign!O$8+AB905*Networkdesign!O$9+AC905*Networkdesign!O$10+AD905*Networkdesign!O$11+AE905*Networkdesign!O$12)/1000","v":{"$error":"#DIV/0!"}},{"$f":"+(Z905*Network!G$76+AA905*Network!I$76+AB905*Network!J$76+AC905*Network!K$76+AD905*Network!L$76+AE905*Network!M$76)","v":{"$error":"#DIV/0!"}},0,0,0,0,0,0,0,0,0,100,0,100,0,50,0,{"$error":"#DIV/0!"},{"$error":"#DIV/0!"},0,{"$f":"IF(M905>1,0,BA$8*$W905+S905*Summary!J$391)","v":0},0,0,0,0,0,0,0,0,0,0,0,0,0,0,0,0,{"$f":"Summary!J$83*(+BA905)","v":0},0,0,{"$f":"+IF($M905=2,IF($O905<Summary!$F$383,Summary!$J$398*$L905,$BU$8*$W905),0)","v":0},0,0,0,0,0,0,0,0,{"$f":"+IF(M905=3,IF(O905<Summary!F$383,Summary!J$406*L905,CD$8*W905),0)","v":4800},0,0,0,0,0,0,0,0,0,0,0,0,0,0,80,0,432,512,0,{"$error":"#DIV/0!"},{"$f":"+IF(#REF!=0,0,(#REF!-#REF!)/#REF!)","v":{"$error":"#REF!"}}]
[61,{"$f":"+SettlementAcons!L62","v":0},{"$f":"+SettlementAcons!B62","v":0},{"$f":"+SettlementAcons!J62","v":0},{"$f":"+SettlementAcons!K62","v":0},"",0,{"$f":"+SettlementAcons!N62/1000","v":0},150,"default",1,1,3,0,0,null,{"$f":"+SettlementAcons!W62","v":0},{"$error":"#DIV/0!"},{"$error":"#DIV/0!"},{"$error":"#DIV/0!"},{"$error":"#DIV/0!"},{"$error":"#DIV/0!"},{"$error":"#DIV/0!"},{"$f":"IF(L910=0,\"\",VLOOKUP($R910/1000,Networkdesign!$R$4:$T$17,3))","v":{"$error":"#DIV/0!"}},{"$f":"IF(L910=0,0,VLOOKUP($S910/L910/1000,Networkdesign!$R$4:$U$17,4))","v":{"$error":"#DIV/0!"}},{"$error":"#DIV/0!"},{"$error":"#DIV/0!"},{"$error":"#DIV/0!"},{"$error":"#DIV/0!"},{"$error":"#DIV/0!"},{"$error":"#DIV/0!"},{"$error":"#DIV/0!"},{"$f":"+(Z910*Networkdesign!O$6+AA910*Networkdesign!O$8+AB910*Networkdesign!O$9+AC910*Networkdesign!O$10+AD910*Networkdesign!O$11+AE910*Networkdesign!O$12)/1000","v":{"$error":"#DIV/0!"}},{"$f":"+(Z910*Network!G$76+AA910*Network!I$76+AB910*Network!J$76+AC910*Network!K$76+AD910*Network!L$76+AE910*Network!M$76)","v":{"$error":"#DIV/0!"}},0,0,0,0,0,0,0,0,0,100,0,100,0,50,0,{"$error":"#DIV/0!"},{"$error":"#DIV/0!"},0,{"$f":"IF(M910>1,0,BA$8*$W910+S910*Summary!J$391)","v":0},0,0,0,0,0,0,0,0,0,0,0,0,0,0,0,0,{"$f":"Summary!J$83*(+BA910)","v":0},0,0,{"$f":"+IF($M910=2,IF($O910<Summary!$F$383,Summary!$J$398*$L910,$BU$8*$W910),0)","v":0},0,0,0,0,0,0,0,0,{"$f":"+IF(M910=3,IF(O910<Summary!F$383,Summary!J$406*L910,CD$8*W910),0)","v":4800},0,0,0,0,0,0,0,0,0,0,0,0,0,0,80,0,432,512,0,{"$error":"#DIV/0!"},{"$f":"+IF(#REF!=0,0,(#REF!-#REF!)/#REF!)","v":{"$error":"#REF!"}}]
[{"$f":"A914+1","v":66},{"$f":"+SettlementAcons!L67","v":0},{"$f":"+SettlementAcons!B67","v":0},{"$f":"+SettlementAcons!J67","v":0},{"$f":"+SettlementAcons!K67","v":0},"",{"$f":"+H915*1000/I915","v":0},{"$f":"+SettlementAcons!N67/1000","v":0},150,"default",1,{"$f":"+K915*L$849","v":1},3,{"$f":"+L915*G915","v":0},{"$f":"+N915*I915/1000","v":0},null,{"$f":"+SettlementAcons!W67","v":0},{"$f":"+G915*I915/Q915","v":{"$error":"#DIV/0!"}},{"$f":"+O915/Q915*1000","v":{"$error":"#DIV/0!"}},{"$f":"+AH915*T$28","v":{"$error":"#DIV/0!"}},{"$f":"+W915*U$28","v":{"$error":"#DIV/0!"}},{"$f":"SUM(T915:U915)","v":{"$error":"#DIV/0!"}},{"$f":"+W$7*R915^W$8*L915","v":{"$error":"#DIV/0!"}},{"$f":"IF(L915=0,\"\",VLOOKUP($R915/1000,Networkdesign!$R$4:$T$17,3))","v":{"$error":"#DIV/0!"}},{"$f":"IF(L915=0,0,VLOOKUP($S915/L915/1000,Networkdesign!$R$4:$U$17,4))","v":{"$error":"#DIV/0!"}},{"$error":"#DIV/0!"},{"$error":"#DIV/0!"},{"$error":"#DIV/0!"},{"$error":"#DIV/0!"},{"$error":"#DIV/0!"},{"$error":"#DIV/0!"},{"$f":"+SUM(Z915:AE915)","v":{"$error":"#DIV/0!"}},{"$f":"+(Z915*Networkdesign!O$6+AA915*Networkdesign!O$8+AB915*Networkdesign!O$9+AC915*Networkdesign!O$10+AD915*Networkdesign!O$11+AE915*Networkdesign!O$12)/1000","v":{"$error":"#DIV/0!"}},{"$f":"+(Z915*Network!G$76+AA915*Network!I$76+AB915*Network!J$76+AC915*Network!K$76+AD915*Network!L$76+AE915*Network!M$76)","v":{"$error":"#DIV/0!"}},0,0,0,0,{"$f":"+SUM(AI915:AL915)-O915","v":0},{"$f":"+AI915*AN$4","v":0},{"$f":"+AJ915*AO$4","v":0},{"$f":"+AK915*AP$4","v":0},{"$f":"+AL915*AQ$4","v":0},{"$f":"+AR$4*L915","v":100},{"$f":"+O915*AS$4","v":0},{"$f":"+SUM(AN915:AS915)","v":100},{"$f":"+IF(O915=0,0,AT915/O915)","v":0},{"$f":"+AV$4*L915","v":50},{"$f":"+O915*AW$4","v":0},{"$f":"+(V915+W915)*AX$4*L915","v":{"$error":"#DIV/0!"}},{"$f":"+AT915+SUM(AV915:AX915)","v":{"$error":"#DIV/0!"}},{"$f":"+IF(O915=0,0,AY915/O915)","v":0},{"$f":"IF(M915>1,0,BA$8*$W915+S915*Summary!J$391)","v":0},{"$f":"IF(M915>1,0,O915)","v":0},{"$f":"+BB915/BC$8","v":0},{"$f":"IF($L915=0,0,IF(BC915/$L915<BD$4,BC915,BD$4*$L915))","v":0},{"$f":"IF($L915=0,0,IF(BC915/$L915<BE$4,IF(BC915/$L915<BD$4,0,BC915-BD$4*$L915),$L915*(BE$4-BD$4)))","v":0},{"$f":"IF($L915=0,0,IF(BC915/$L915<BF$4,IF(BC915/$L915<BE$4,0,BC915-$L915*BE$4),$L915*(BF$4-BE$4)))","v":0},{"$f":"+IF($L915=0,0,IF(BC915/$L915<BF$4,0,BC915-$L915*BF$4))","v":0},0,{"$f":"+BI$4*BD915","v":0},{"$f":"+BJ$4*BE915","v":0},{"$f":"+BK$4*BF915","v":0},{"$f":"+BL$4*BG915","v":0},{"$f":"+SUM(BH915:BL915)","v":0},{"$f":"+IF(BB915=0,0,BM915/BB915)","v":0},0,0,0,{"$f":"Summary!J$83*(+BA915)","v":0},0,{"$f":"IF(+BB915=0,0,BS915/(+BB915))","v":0},{"$f":"+IF($M915=2,IF($O915<Summary!$F$383,Summary!$J$398*$L915,$BU$8*$W915),0)","v":0},{"$f":"IF($M915=2,$O915,0)","v":0},{"$f":"(BV915)/BW$8","v":0},{"$f":"+BW915*BX$4","v":0},{"$f":"+IF($M915=2,BY$4*$L915,0)","v":0},{"$f":"+BV915*BZ$4","v":0},{"$f":"+BU915*CA$4*L915","v":0},{"$f":"+SUM(BX915:CA915)","v":0},{"$f":"IF(BW915=0,0,(CB915)/(BV915))","v":0},{"$f":"+IF(M915=3,IF(O915<Summary!F$383,Summary!J$406*L915,CD$8*W915),0)","v":4800},{"$f":"IF(M915=3,$O915,0)","v":0},{"$f":"(CE915)*3.6*1000/CF$7/CF$8","v":0},{"$f":"IF(L915=0,0,IF(CF915/L915<CG$4,CF915,CG$4*L915))","v":0},{"$f":"IF(L915=0,0,IF(CF915/L915<CH$4,IF(CF915/L915<CG$4,0,CF915-CG$4*L915),L915*(CH$4-CG$4)))","v":0},{"$f":"IF(L915=0,0,IF(CF915/L915<CI$4,IF(CF915/L915<CH$4,0,CF915-L915*CH$4),L915*(CI$4-CH$4)))","v":0},{"$f":"+IF(L915=0,0,IF(CF915/L915<CI$4,0,CF915-L915*CI$4))","v":0},{"$f":"CF915-SUM(CG915:CJ915)","v":0},{"$f":"+IF(M915=3,CL$4*L915,0)","v":0},{"$f":"CM$4*CG915","v":0},{"$f":"CN$4*CH915","v":0},{"$f":"CO$4*CI915","v":0},{"$f":"CP$4*CJ915","v":0},{"$f":"SUM(CL915:CP915)","v":0},{"$f":"IF((CE915)=0,0,CQ915/(CE915))","v":0},{"$f":"+IF(M915=3,CS$4*L915,0)","v":80},{"$f":"+CE915*CT$4","v":0},{"$f":"+L915*CU$4*CD915","v":432},{"$f":"+CS915+CQ915+CT915+CU915","v":512},{"$f":"IF(CE915=0,0,(CV915)/(CE915))","v":0},{"$f":"+IF((CV915+CB915+BS915)=0,0,(CV915+CB915+BS915-AY915)/(CV915+CB915+BS915))","v":{"$error":"#DIV/0!"}},{"$f":"+IF(#REF!=0,0,(#REF!-#REF!)/#REF!)","v":{"$error":"#REF!"}}]
[69,{"$f":"+SettlementAcons!L70","v":0},{"$f":"+SettlementAcons!B70","v":0},{"$f":"+SettlementAcons!J70","v":0},{"$f":"+SettlementAcons!K70","v":0},"",0,{"$f":"+SettlementAcons!N70/1000","v":0},150,"default",1,1,3,0,0,null,{"$f":"+SettlementAcons!W70","v":0},{"$error":"#DIV/0!"},{"$error":"#DIV/0!"},{"$error":"#DIV/0!"},{"$error":"#DIV/0!"},{"$error":"#DIV/0!"},{"$error":"#DIV/0!"},{"$f":"IF(L918=0,\"\",VLOOKUP($R918/1000,Networkdesign!$R$4:$T$17,3))","v":{"$error":"#DIV/0!"}},{"$f":"IF(L918=0,0,VLOOKUP($S918/L918/1000,Networkdesign!$R$4:$U$17,4))","v":{"$error":"#DIV/0!"}},{"$error":"#DIV/0!"},{"$error":"#DIV/0!"},{"$error":"#DIV/0!"},{"$error":"#DIV/0!"},{"$error":"#DIV/0!"},{"$error":"#DIV/0!"},{"$error":"#DIV/0!"},{"$f":"+(Z918*Networkdesign!O$6+AA918*Networkdesign!O$8+AB918*Networkdesign!O$9+AC918*Networkdesign!O$10+AD918*Networkdesign!O$11+AE918*Networkdesign!O$12)/1000","v":{"$error":"#DIV/0!"}},{"$f":"+(Z918*Network!G$76+AA918*Network!I$76+AB918*Network!J$76+AC918*Network!K$76+AD918*Network!L$76+AE918*Network!M$76)","v":{"$error":"#DIV/0!"}},0,0,0,0,0,0,0,0,0,100,0,100,0,50,0,{"$error":"#DIV/0!"},{"$error":"#DIV/0!"},0,{"$f":"IF(M918>1,0,BA$8*$W918+S918*Summary!J$391)","v":0},0,0,0,0,0,0,0,0,0,0,0,0,0,0,0,0,{"$f":"Summary!J$83*(+BA918)","v":0},0,0,{"$f":"+IF($M918=2,IF($O918<Summary!$F$383,Summary!$J$398*$L918,$BU$8*$W918),0)","v":0},0,0,0,0,0,0,0,0,{"$f":"+IF(M918=3,IF(O918<Summary!F$383,Summary!J$406*L918,CD$8*W918),0)","v":4800},0,0,0,0,0,0,0,0,0,0,0,0,0,0,80,0,432,512,0,{"$error":"#DIV/0!"},{"$f":"+IF(#REF!=0,0,(#REF!-#REF!)/#REF!)","v":{"$error":"#REF!"}}]
[71,{"$f":"+SettlementAcons!L72","v":0},{"$f":"+SettlementAcons!B72","v":0},{"$f":"+SettlementAcons!J72","v":0},{"$f":"+SettlementAcons!K72","v":0},"",0,{"$f":"+SettlementAcons!N72/1000","v":0},150,"default",1,1,3,0,0,null,{"$f":"+SettlementAcons!W72","v":0},{"$error":"#DIV/0!"},{"$error":"#DIV/0!"},{"$error":"#DIV/0!"},{"$error":"#DIV/0!"},{"$error":"#DIV/0!"},{"$error":"#DIV/0!"},{"$f":"IF(L920=0,\"\",VLOOKUP($R920/1000,Networkdesign!$R$4:$T$17,3))","v":{"$error":"#DIV/0!"}},{"$f":"IF(L920=0,0,VLOOKUP($S920/L920/1000,Networkdesign!$R$4:$U$17,4))","v":{"$error":"#DIV/0!"}},{"$error":"#DIV/0!"},{"$error":"#DIV/0!"},{"$error":"#DIV/0!"},{"$error":"#DIV/0!"},{"$error":"#DIV/0!"},{"$error":"#DIV/0!"},{"$error":"#DIV/0!"},{"$f":"+(Z920*Networkdesign!O$6+AA920*Networkdesign!O$8+AB920*Networkdesign!O$9+AC920*Networkdesign!O$10+AD920*Networkdesign!O$11+AE920*Networkdesign!O$12)/1000","v":{"$error":"#DIV/0!"}},{"$f":"+(Z920*Network!G$76+AA920*Network!I$76+AB920*Network!J$76+AC920*Network!K$76+AD920*Network!L$76+AE920*Network!M$76)","v":{"$error":"#DIV/0!"}},0,0,0,0,0,0,0,0,0,100,0,100,0,50,0,{"$error":"#DIV/0!"},{"$error":"#DIV/0!"},0,{"$f":"IF(M920>1,0,BA$8*$W920+S920*Summary!J$391)","v":0},0,0,0,0,0,0,0,0,0,0,0,0,0,0,0,0,{"$f":"Summary!J$83*(+BA920)","v":0},0,0,{"$f":"+IF($M920=2,IF($O920<Summary!$F$383,Summary!$J$398*$L920,$BU$8*$W920),0)","v":0},0,0,0,0,0,0,0,0,{"$f":"+IF(M920=3,IF(O920<Summary!F$383,Summary!J$406*L920,CD$8*W920),0)","v":4800},0,0,0,0,0,0,0,0,0,0,0,0,0,0,80,0,432,512,0,{"$error":"#DIV/0!"},{"$f":"+IF(#REF!=0,0,(#REF!-#REF!)/#REF!)","v":{"$error":"#REF!"}}]
[76,{"$f":"+SettlementAcons!L77","v":0},{"$f":"+SettlementAcons!B77","v":0},{"$f":"+SettlementAcons!J77","v":0},{"$f":"+SettlementAcons!K77","v":0},"",0,{"$f":"+SettlementAcons!N77/1000","v":0},150,"default",1,1,3,0,0,null,{"$f":"+SettlementAcons!W77","v":0},{"$error":"#DIV/0!"},{"$error":"#DIV/0!"},{"$error":"#DIV/0!"},{"$error":"#DIV/0!"},{"$error":"#DIV/0!"},{"$error":"#DIV/0!"},{"$f":"IF(L925=0,\"\",VLOOKUP($R925/1000,Networkdesign!$R$4:$T$17,3))","v":{"$error":"#DIV/0!"}},{"$f":"IF(L925=0,0,VLOOKUP($S925/L925/1000,Networkdesign!$R$4:$U$17,4))","v":{"$error":"#DIV/0!"}},{"$f":"($Y925=Z$7)*Z$8*$L925","v":{"$error":"#DIV/0!"}},{"$error":"#DIV/0!"},{"$error":"#DIV/0!"},{"$error":"#DIV/0!"},{"$error":"#DIV/0!"},{"$error":"#DIV/0!"},{"$error":"#DIV/0!"},{"$f":"+(Z925*Networkdesign!O$6+AA925*Networkdesign!O$8+AB925*Networkdesign!O$9+AC925*Networkdesign!O$10+AD925*Networkdesign!O$11+AE925*Networkdesign!O$12)/1000","v":{"$error":"#DIV/0!"}},{"$f":"+(Z925*Network!G$76+AA925*Network!I$76+AB925*Network!J$76+AC925*Network!K$76+AD925*Network!L$76+AE925*Network!M$76)","v":{"$error":"#DIV/0!"}},0,0,0,0,0,0,0,0,0,100,0,100,0,50,0,{"$error":"#DIV/0!"},{"$error":"#DIV/0!"},0,{"$f":"IF(M925>1,0,BA$8*$W925+S925*Summary!J$391)","v":0},0,0,0,0,0,0,0,0,0,0,0,0,0,0,0,0,{"$f":"Summary!J$83*(+BA925)","v":0},0,0,{"$f":"+IF($M925=2,IF($O925<Summary!$F$383,Summary!$J$398*$L925,$BU$8*$W925),0)","v":0},0,0,0,0,0,0,0,0,{"$f":"+IF(M925=3,IF(O925<Summary!F$383,Summary!J$406*L925,CD$8*W925),0)","v":4800},0,0,0,0,0,0,0,0,0,0,0,0,0,0,80,0,432,512,0,{"$error":"#DIV/0!"},{"$f":"+IF(#REF!=0,0,(#REF!-#REF!)/#REF!)","v":{"$error":"#REF!"}}]
[81,{"$f":"+SettlementAcons!L82","v":0},{"$f":"+SettlementAcons!B82","v":0},{"$f":"+SettlementAcons!J82","v":0},{"$f":"+SettlementAcons!K82","v":0},"",0,{"$f":"+SettlementAcons!N82/1000","v":0},150,"default",1,1,3,0,0,null,{"$f":"+SettlementAcons!W82","v":0},{"$error":"#DIV/0!"},{"$error":"#DIV/0!"},{"$error":"#DIV/0!"},{"$error":"#DIV/0!"},{"$error":"#DIV/0!"},{"$error":"#DIV/0!"},{"$f":"IF(L930=0,\"\",VLOOKUP($R930/1000,Networkdesign!$R$4:$T$17,3))","v":{"$error":"#DIV/0!"}},{"$f":"IF(L930=0,0,VLOOKUP($S930/L930/1000,Networkdesign!$R$4:$U$17,4))","v":{"$error":"#DIV/0!"}},{"$error":"#DIV/0!"},{"$error":"#DIV/0!"},{"$error":"#DIV/0!"},{"$error":"#DIV/0!"},{"$error":"#DIV/0!"},{"$error":"#DIV/0!"},{"$error":"#DIV/0!"},{"$f":"+(Z930*Networkdesign!O$6+AA930*Networkdesign!O$8+AB930*Networkdesign!O$9+AC930*Networkdesign!O$10+AD930*Networkdesign!O$11+AE930*Networkdesign!O$12)/1000","v":{"$error":"#DIV/0!"}},{"$f":"+(Z930*Network!G$76+AA930*Network!I$76+AB930*Network!J$76+AC930*Network!K$76+AD930*Network!L$76+AE930*Network!M$76)","v":{"$error":"#DIV/0!"}},0,0,0,0,0,0,0,0,0,100,0,100,0,50,0,{"$error":"#DIV/0!"},{"$error":"#DIV/0!"},0,{"$f":"IF(M930>1,0,BA$8*$W930+S930*Summary!J$391)","v":0},0,0,0,0,0,0,0,0,0,0,0,0,0,0,0,0,{"$f":"Summary!J$83*(+BA930)","v":0},0,0,{"$f":"+IF($M930=2,IF($O930<Summary!$F$383,Summary!$J$398*$L930,$BU$8*$W930),0)","v":0},0,0,0,0,0,0,0,0,{"$f":"+IF(M930=3,IF(O930<Summary!F$383,Summary!J$406*L930,CD$8*W930),0)","v":4800},0,0,0,0,0,0,0,0,0,0,0,0,0,0,80,0,432,512,0,{"$error":"#DIV/0!"},{"$f":"+IF(#REF!=0,0,(#REF!-#REF!)/#REF!)","v":{"$error":"#REF!"}}]
[86,{"$f":"+SettlementAcons!L87","v":0},{"$f":"+SettlementAcons!B87","v":0},{"$f":"+SettlementAcons!J87","v":0},{"$f":"+SettlementAcons!K87","v":0},"",0,{"$f":"+SettlementAcons!N87/1000","v":0},150,"default",1,1,3,0,0,null,{"$f":"+SettlementAcons!W87","v":0},{"$error":"#DIV/0!"},{"$error":"#DIV/0!"},{"$error":"#DIV/0!"},{"$error":"#DIV/0!"},{"$error":"#DIV/0!"},{"$error":"#DIV/0!"},{"$f":"IF(L935=0,\"\",VLOOKUP($R935/1000,Networkdesign!$R$4:$T$17,3))","v":{"$error":"#DIV/0!"}},{"$f":"IF(L935=0,0,VLOOKUP($S935/L935/1000,Networkdesign!$R$4:$U$17,4))","v":{"$error":"#DIV/0!"}},{"$error":"#DIV/0!"},{"$error":"#DIV/0!"},{"$error":"#DIV/0!"},{"$error":"#DIV/0!"},{"$error":"#DIV/0!"},{"$error":"#DIV/0!"},{"$error":"#DIV/0!"},{"$f":"+(Z935*Networkdesign!O$6+AA935*Networkdesign!O$8+AB935*Networkdesign!O$9+AC935*Networkdesign!O$10+AD935*Networkdesign!O$11+AE935*Networkdesign!O$12)/1000","v":{"$error":"#DIV/0!"}},{"$f":"+(Z935*Network!G$76+AA935*Network!I$76+AB935*Network!J$76+AC935*Network!K$76+AD935*Network!L$76+AE935*Network!M$76)","v":{"$error":"#DIV/0!"}},0,0,0,0,0,0,0,0,0,100,0,100,0,50,0,{"$error":"#DIV/0!"},{"$error":"#DIV/0!"},0,{"$f":"IF(M935>1,0,BA$8*$W935+S935*Summary!J$391)","v":0},0,0,0,0,0,0,0,0,0,0,0,0,0,0,0,0,{"$f":"Summary!J$83*(+BA935)","v":0},0,0,{"$f":"+IF($M935=2,IF($O935<Summary!$F$383,Summary!$J$398*$L935,$BU$8*$W935),0)","v":0},0,0,0,0,0,0,0,0,{"$f":"+IF(M935=3,IF(O935<Summary!F$383,Summary!J$406*L935,CD$8*W935),0)","v":4800},0,0,0,0,0,0,0,0,0,0,0,0,0,0,80,0,432,512,0,{"$error":"#DIV/0!"},{"$f":"+IF(#REF!=0,0,(#REF!-#REF!)/#REF!)","v":{"$error":"#REF!"}}]
[87,{"$f":"+SettlementAcons!L88","v":0},{"$f":"+SettlementAcons!B88","v":0},{"$f":"+SettlementAcons!J88","v":0},{"$f":"+SettlementAcons!K88","v":0},"",0,{"$f":"+SettlementAcons!N88/1000","v":0},150,"default",1,1,3,0,0,null,{"$f":"+SettlementAcons!W88","v":0},{"$error":"#DIV/0!"},{"$error":"#DIV/0!"},{"$error":"#DIV/0!"},{"$error":"#DIV/0!"},{"$error":"#DIV/0!"},{"$error":"#DIV/0!"},{"$f":"IF(L936=0,\"\",VLOOKUP($R936/1000,Networkdesign!$R$4:$T$17,3))","v":{"$error":"#DIV/0!"}},{"$f":"IF(L936=0,0,VLOOKUP($S936/L936/1000,Networkdesign!$R$4:$U$17,4))","v":{"$error":"#DIV/0!"}},{"$error":"#DIV/0!"},{"$error":"#DIV/0!"},{"$error":"#DIV/0!"},{"$error":"#DIV/0!"},{"$error":"#DIV/0!"},{"$error":"#DIV/0!"},{"$error":"#DIV/0!"},{"$f":"+(Z936*Networkdesign!O$6+AA936*Networkdesign!O$8+AB936*Networkdesign!O$9+AC936*Networkdesign!O$10+AD936*Networkdesign!O$11+AE936*Networkdesign!O$12)/1000","v":{"$error":"#DIV/0!"}},{"$f":"+(Z936*Network!G$76+AA936*Network!I$76+AB936*Network!J$76+AC936*Network!K$76+AD936*Network!L$76+AE936*Network!M$76)","v":{"$error":"#DIV/0!"}},0,0,0,0,0,0,0,0,0,100,0,100,0,50,0,{"$error":"#DIV/0!"},{"$error":"#DIV/0!"},0,{"$f":"IF(M936>1,0,BA$8*$W936+S936*Summary!J$391)","v":0},0,0,0,0,0,0,0,0,0,0,0,0,0,0,0,0,{"$f":"Summary!J$83*(+BA936)","v":0},0,0,{"$f":"+IF($M936=2,IF($O936<Summary!$F$383,Summary!$J$398*$L936,$BU$8*$W936),0)","v":0},0,0,0,0,0,0,0,0,{"$f":"+IF(M936=3,IF(O936<Summary!F$383,Summary!J$406*L936,CD$8*W936),0)","v":4800},0,0,0,0,0,0,0,0,0,0,0,0,0,0,80,0,432,512,0,{"$error":"#DIV/0!"},{"$f":"+IF(#REF!=0,0,(#REF!-#REF!)/#REF!)","v":{"$error":"#REF!"}}]
[91,{"$f":"+SettlementAcons!L92","v":0},{"$f":"+SettlementAcons!B92","v":0},{"$f":"+SettlementAcons!J92","v":0},{"$f":"+SettlementAcons!K92","v":0},"",0,{"$f":"+SettlementAcons!N92/1000","v":0},150,"default",1,1,3,0,0,null,{"$f":"+SettlementAcons!W92","v":0},{"$error":"#DIV/0!"},{"$error":"#DIV/0!"},{"$error":"#DIV/0!"},{"$error":"#DIV/0!"},{"$error":"#DIV/0!"},{"$error":"#DIV/0!"},{"$f":"IF(L940=0,\"\",VLOOKUP($R940/1000,Networkdesign!$R$4:$T$17,3))","v":{"$error":"#DIV/0!"}},{"$f":"IF(L940=0,0,VLOOKUP($S940/L940/1000,Networkdesign!$R$4:$U$17,4))","v":{"$error":"#DIV/0!"}},{"$error":"#DIV/0!"},{"$error":"#DIV/0!"},{"$error":"#DIV/0!"},{"$error":"#DIV/0!"},{"$error":"#DIV/0!"},{"$error":"#DIV/0!"},{"$error":"#DIV/0!"},{"$f":"+(Z940*Networkdesign!O$6+AA940*Networkdesign!O$8+AB940*Networkdesign!O$9+AC940*Networkdesign!O$10+AD940*Networkdesign!O$11+AE940*Networkdesign!O$12)/1000","v":{"$error":"#DIV/0!"}},{"$f":"+(Z940*Network!G$76+AA940*Network!I$76+AB940*Network!J$76+AC940*Network!K$76+AD940*Network!L$76+AE940*Network!M$76)","v":{"$error":"#DIV/0!"}},0,0,0,0,0,0,0,0,0,100,0,100,0,50,0,{"$error":"#DIV/0!"},{"$error":"#DIV/0!"},0,{"$f":"IF(M940>1,0,BA$8*$W940+S940*Summary!J$391)","v":0},0,0,0,0,0,0,0,0,0,0,0,0,0,0,0,0,{"$f":"Summary!J$83*(+BA940)","v":0},0,0,{"$f":"+IF($M940=2,IF($O940<Summary!$F$383,Summary!$J$398*$L940,$BU$8*$W940),0)","v":0},0,0,0,0,0,0,0,0,{"$f":"+IF(M940=3,IF(O940<Summary!F$383,Summary!J$406*L940,CD$8*W940),0)","v":4800},0,0,0,0,0,0,0,0,0,0,0,0,0,0,80,0,432,512,0,{"$error":"#DIV/0!"},{"$f":"+IF(#REF!=0,0,(#REF!-#REF!)/#REF!)","v":{"$error":"#REF!"}}]
[96,{"$f":"+SettlementAcons!L97","v":0},{"$f":"+SettlementAcons!B97","v":0},{"$f":"+SettlementAcons!J97","v":0},{"$f":"+SettlementAcons!K97","v":0},"",0,{"$f":"+SettlementAcons!N97/1000","v":0},150,"default",1,1,3,0,0,null,{"$f":"+SettlementAcons!W97","v":0},{"$error":"#DIV/0!"},{"$error":"#DIV/0!"},{"$error":"#DIV/0!"},{"$error":"#DIV/0!"},{"$error":"#DIV/0!"},{"$error":"#DIV/0!"},{"$f":"IF(L945=0,\"\",VLOOKUP($R945/1000,Networkdesign!$R$4:$T$17,3))","v":{"$error":"#DIV/0!"}},{"$f":"IF(L945=0,0,VLOOKUP($S945/L945/1000,Networkdesign!$R$4:$U$17,4))","v":{"$error":"#DIV/0!"}},{"$error":"#DIV/0!"},{"$error":"#DIV/0!"},{"$error":"#DIV/0!"},{"$error":"#DIV/0!"},{"$error":"#DIV/0!"},{"$error":"#DIV/0!"},{"$error":"#DIV/0!"},{"$f":"+(Z945*Networkdesign!O$6+AA945*Networkdesign!O$8+AB945*Networkdesign!O$9+AC945*Networkdesign!O$10+AD945*Networkdesign!O$11+AE945*Networkdesign!O$12)/1000","v":{"$error":"#DIV/0!"}},{"$f":"+(Z945*Network!G$76+AA945*Network!I$76+AB945*Network!J$76+AC945*Network!K$76+AD945*Network!L$76+AE945*Network!M$76)","v":{"$error":"#DIV/0!"}},0,0,0,0,0,0,0,0,0,100,0,100,0,50,0,{"$error":"#DIV/0!"},{"$error":"#DIV/0!"},0,{"$f":"IF(M945>1,0,BA$8*$W945+S945*Summary!J$391)","v":0},0,0,0,0,0,0,0,0,0,0,0,0,0,0,0,0,{"$f":"Summary!J$83*(+BA945)","v":0},0,0,{"$f":"+IF($M945=2,IF($O945<Summary!$F$383,Summary!$J$398*$L945,$BU$8*$W945),0)","v":0},0,0,0,0,0,0,0,0,{"$f":"+IF(M945=3,IF(O945<Summary!F$383,Summary!J$406*L945,CD$8*W945),0)","v":4800},0,0,0,0,0,0,0,0,0,0,0,0,0,0,80,0,432,512,0,{"$error":"#DIV/0!"},{"$f":"+IF(#REF!=0,0,(#REF!-#REF!)/#REF!)","v":{"$error":"#REF!"}}]
[101,{"$f":"+SettlementAcons!L102","v":0},{"$f":"+SettlementAcons!B102","v":0},{"$f":"+SettlementAcons!J102","v":0},{"$f":"+SettlementAcons!K102","v":0},"",0,{"$f":"+SettlementAcons!N102/1000","v":0},150,"default",1,1,3,0,0,null,{"$f":"+SettlementAcons!W102","v":0},{"$error":"#DIV/0!"},{"$error":"#DIV/0!"},{"$error":"#DIV/0!"},{"$error":"#DIV/0!"},{"$error":"#DIV/0!"},{"$error":"#DIV/0!"},{"$f":"IF(L950=0,\"\",VLOOKUP($R950/1000,Networkdesign!$R$4:$T$17,3))","v":{"$error":"#DIV/0!"}},{"$f":"IF(L950=0,0,VLOOKUP($S950/L950/1000,Networkdesign!$R$4:$U$17,4))","v":{"$error":"#DIV/0!"}},{"$error":"#DIV/0!"},{"$error":"#DIV/0!"},{"$error":"#DIV/0!"},{"$error":"#DIV/0!"},{"$error":"#DIV/0!"},{"$error":"#DIV/0!"},{"$error":"#DIV/0!"},{"$f":"+(Z950*Networkdesign!O$6+AA950*Networkdesign!O$8+AB950*Networkdesign!O$9+AC950*Networkdesign!O$10+AD950*Networkdesign!O$11+AE950*Networkdesign!O$12)/1000","v":{"$error":"#DIV/0!"}},{"$f":"+(Z950*Network!G$76+AA950*Network!I$76+AB950*Network!J$76+AC950*Network!K$76+AD950*Network!L$76+AE950*Network!M$76)","v":{"$error":"#DIV/0!"}},0,0,0,0,0,0,0,0,0,100,0,100,0,50,0,{"$error":"#DIV/0!"},{"$error":"#DIV/0!"},0,{"$f":"IF(M950>1,0,BA$8*$W950+S950*Summary!J$391)","v":0},0,0,0,0,0,0,0,0,0,0,0,0,0,0,0,0,{"$f":"Summary!J$83*(+BA950)","v":0},0,0,{"$f":"+IF($M950=2,IF($O950<Summary!$F$383,Summary!$J$398*$L950,$BU$8*$W950),0)","v":0},0,0,0,0,0,0,0,0,{"$f":"+IF(M950=3,IF(O950<Summary!F$383,Summary!J$406*L950,CD$8*W950),0)","v":4800},0,0,0,0,0,0,0,0,0,0,0,0,0,0,80,0,432,512,0,{"$error":"#DIV/0!"},{"$f":"+IF(#REF!=0,0,(#REF!-#REF!)/#REF!)","v":{"$error":"#REF!"}}]
[102,{"$f":"+SettlementAcons!L103","v":0},{"$f":"+SettlementAcons!B103","v":0},{"$f":"+SettlementAcons!J103","v":0},{"$f":"+SettlementAcons!K103","v":0},"",0,{"$f":"+SettlementAcons!N103/1000","v":0},150,"default",1,1,3,0,0,null,{"$f":"+SettlementAcons!W103","v":0},{"$error":"#DIV/0!"},{"$error":"#DIV/0!"},{"$error":"#DIV/0!"},{"$error":"#DIV/0!"},{"$error":"#DIV/0!"},{"$error":"#DIV/0!"},{"$f":"IF(L951=0,\"\",VLOOKUP($R951/1000,Networkdesign!$R$4:$T$17,3))","v":{"$error":"#DIV/0!"}},{"$f":"IF(L951=0,0,VLOOKUP($S951/L951/1000,Networkdesign!$R$4:$U$17,4))","v":{"$error":"#DIV/0!"}},{"$error":"#DIV/0!"},{"$error":"#DIV/0!"},{"$error":"#DIV/0!"},{"$error":"#DIV/0!"},{"$error":"#DIV/0!"},{"$error":"#DIV/0!"},{"$error":"#DIV/0!"},{"$f":"+(Z951*Networkdesign!O$6+AA951*Networkdesign!O$8+AB951*Networkdesign!O$9+AC951*Networkdesign!O$10+AD951*Networkdesign!O$11+AE951*Networkdesign!O$12)/1000","v":{"$error":"#DIV/0!"}},{"$f":"+(Z951*Network!G$76+AA951*Network!I$76+AB951*Network!J$76+AC951*Network!K$76+AD951*Network!L$76+AE951*Network!M$76)","v":{"$error":"#DIV/0!"}},0,0,0,0,0,0,0,0,0,100,0,100,0,50,0,{"$error":"#DIV/0!"},{"$error":"#DIV/0!"},0,{"$f":"IF(M951>1,0,BA$8*$W951+S951*Summary!J$391)","v":0},0,0,0,0,0,0,0,0,0,0,0,0,0,0,0,0,{"$f":"Summary!J$83*(+BA951)","v":0},0,0,{"$f":"+IF($M951=2,IF($O951<Summary!$F$383,Summary!$J$398*$L951,$BU$8*$W951),0)","v":0},0,0,0,0,0,0,0,0,{"$f":"+IF(M951=3,IF(O951<Summary!F$383,Summary!J$406*L951,CD$8*W951),0)","v":4800},0,0,0,0,0,0,0,0,0,0,0,0,0,0,80,0,432,512,0,{"$error":"#DIV/0!"},{"$f":"+IF(#REF!=0,0,(#REF!-#REF!)/#REF!)","v":{"$error":"#REF!"}}]
[107,{"$f":"+SettlementAcons!L108","v":0},{"$f":"+SettlementAcons!B108","v":0},{"$f":"+SettlementAcons!J108","v":0},{"$f":"+SettlementAcons!K108","v":0},"",0,{"$f":"+SettlementAcons!N108/1000","v":0},150,"default",1,1,3,0,0,null,{"$f":"+SettlementAcons!W108","v":0},{"$error":"#DIV/0!"},{"$error":"#DIV/0!"},{"$error":"#DIV/0!"},{"$error":"#DIV/0!"},{"$error":"#DIV/0!"},{"$error":"#DIV/0!"},{"$f":"IF(L956=0,\"\",VLOOKUP($R956/1000,Networkdesign!$R$4:$T$17,3))","v":{"$error":"#DIV/0!"}},{"$f":"IF(L956=0,0,VLOOKUP($S956/L956/1000,Networkdesign!$R$4:$U$17,4))","v":{"$error":"#DIV/0!"}},{"$error":"#DIV/0!"},{"$error":"#DIV/0!"},{"$error":"#DIV/0!"},{"$error":"#DIV/0!"},{"$error":"#DIV/0!"},{"$error":"#DIV/0!"},{"$error":"#DIV/0!"},{"$f":"+(Z956*Networkdesign!O$6+AA956*Networkdesign!O$8+AB956*Networkdesign!O$9+AC956*Networkdesign!O$10+AD956*Networkdesign!O$11+AE956*Networkdesign!O$12)/1000","v":{"$error":"#DIV/0!"}},{"$f":"+(Z956*Network!G$76+AA956*Network!I$76+AB956*Network!J$76+AC956*Network!K$76+AD956*Network!L$76+AE956*Network!M$76)","v":{"$error":"#DIV/0!"}},0,0,0,0,0,0,0,0,0,100,0,100,0,50,0,{"$error":"#DIV/0!"},{"$error":"#DIV/0!"},0,{"$f":"IF(M956>1,0,BA$8*$W956+S956*Summary!J$391)","v":0},0,0,0,0,0,0,0,0,0,0,0,0,0,0,0,0,{"$f":"Summary!J$83*(+BA956)","v":0},0,0,{"$f":"+IF($M956=2,IF($O956<Summary!$F$383,Summary!$J$398*$L956,$BU$8*$W956),0)","v":0},0,0,0,0,0,0,0,0,{"$f":"+IF(M956=3,IF(O956<Summary!F$383,Summary!J$406*L956,CD$8*W956),0)","v":4800},0,0,0,0,0,0,0,0,0,0,0,0,0,0,80,0,432,512,0,{"$error":"#DIV/0!"},{"$f":"+IF(#REF!=0,0,(#REF!-#REF!)/#REF!)","v":{"$error":"#REF!"}}]
[112,{"$f":"+SettlementAcons!L113","v":0},{"$f":"+SettlementAcons!B113","v":0},{"$f":"+SettlementAcons!J113","v":0},{"$f":"+SettlementAcons!K113","v":0},"",0,{"$f":"+SettlementAcons!N113/1000","v":0},150,"default",1,1,3,0,0,null,{"$f":"+SettlementAcons!W113","v":0},{"$error":"#DIV/0!"},{"$error":"#DIV/0!"},{"$error":"#DIV/0!"},{"$error":"#DIV/0!"},{"$error":"#DIV/0!"},{"$error":"#DIV/0!"},{"$f":"IF(L961=0,\"\",VLOOKUP($R961/1000,Networkdesign!$R$4:$T$17,3))","v":{"$error":"#DIV/0!"}},{"$f":"IF(L961=0,0,VLOOKUP($S961/L961/1000,Networkdesign!$R$4:$U$17,4))","v":{"$error":"#DIV/0!"}},{"$error":"#DIV/0!"},{"$error":"#DIV/0!"},{"$error":"#DIV/0!"},{"$error":"#DIV/0!"},{"$error":"#DIV/0!"},{"$error":"#DIV/0!"},{"$error":"#DIV/0!"},{"$f":"+(Z961*Networkdesign!O$6+AA961*Networkdesign!O$8+AB961*Networkdesign!O$9+AC961*Networkdesign!O$10+AD961*Networkdesign!O$11+AE961*Networkdesign!O$12)/1000","v":{"$error":"#DIV/0!"}},{"$f":"+(Z961*Network!G$76+AA961*Network!I$76+AB961*Network!J$76+AC961*Network!K$76+AD961*Network!L$76+AE961*Network!M$76)","v":{"$error":"#DIV/0!"}},0,0,0,0,0,0,0,0,0,100,0,100,0,50,0,{"$error":"#DIV/0!"},{"$error":"#DIV/0!"},0,{"$f":"IF(M961>1,0,BA$8*$W961+S961*Summary!J$391)","v":0},0,0,0,0,0,0,0,0,0,0,0,0,0,0,0,0,{"$f":"Summary!J$83*(+BA961)","v":0},0,0,{"$f":"+IF($M961=2,IF($O961<Summary!$F$383,Summary!$J$398*$L961,$BU$8*$W961),0)","v":0},0,0,0,0,0,0,0,0,{"$f":"+IF(M961=3,IF(O961<Summary!F$383,Summary!J$406*L961,CD$8*W961),0)","v":4800},0,0,0,0,0,0,0,0,0,0,0,0,0,0,80,0,432,512,0,{"$error":"#DIV/0!"},{"$f":"+IF(#REF!=0,0,(#REF!-#REF!)/#REF!)","v":{"$error":"#REF!"}}]
[114,{"$f":"+SettlementAcons!L115","v":0},{"$f":"+SettlementAcons!B115","v":0},{"$f":"+SettlementAcons!J115","v":0},{"$f":"+SettlementAcons!K115","v":0},"",0,{"$f":"+SettlementAcons!N115/1000","v":0},150,"default",1,1,3,0,0,null,{"$f":"+SettlementAcons!W115","v":0},{"$error":"#DIV/0!"},{"$error":"#DIV/0!"},{"$error":"#DIV/0!"},{"$error":"#DIV/0!"},{"$error":"#DIV/0!"},{"$error":"#DIV/0!"},{"$f":"IF(L963=0,\"\",VLOOKUP($R963/1000,Networkdesign!$R$4:$T$17,3))","v":{"$error":"#DIV/0!"}},{"$f":"IF(L963=0,0,VLOOKUP($S963/L963/1000,Networkdesign!$R$4:$U$17,4))","v":{"$error":"#DIV/0!"}},{"$error":"#DIV/0!"},{"$error":"#DIV/0!"},{"$error":"#DIV/0!"},{"$error":"#DIV/0!"},{"$error":"#DIV/0!"},{"$error":"#DIV/0!"},{"$error":"#DIV/0!"},{"$f":"+(Z963*Networkdesign!O$6+AA963*Networkdesign!O$8+AB963*Networkdesign!O$9+AC963*Networkdesign!O$10+AD963*Networkdesign!O$11+AE963*Networkdesign!O$12)/1000","v":{"$error":"#DIV/0!"}},{"$f":"+(Z963*Network!G$76+AA963*Network!I$76+AB963*Network!J$76+AC963*Network!K$76+AD963*Network!L$76+AE963*Network!M$76)","v":{"$error":"#DIV/0!"}},0,0,0,0,0,0,0,0,0,100,0,100,0,50,0,{"$error":"#DIV/0!"},{"$error":"#DIV/0!"},0,{"$f":"IF(M963>1,0,BA$8*$W963+S963*Summary!J$391)","v":0},0,0,0,0,0,0,0,0,0,0,0,0,0,0,0,0,{"$f":"Summary!J$83*(+BA963)","v":0},0,0,{"$f":"+IF($M963=2,IF($O963<Summary!$F$383,Summary!$J$398*$L963,$BU$8*$W963),0)","v":0},0,0,0,0,0,0,0,0,{"$f":"+IF(M963=3,IF(O963<Summary!F$383,Summary!J$406*L963,CD$8*W963),0)","v":4800},0,0,0,0,0,0,0,0,0,0,0,0,0,0,80,0,432,512,0,{"$error":"#DIV/0!"},{"$f":"+IF(#REF!=0,0,(#REF!-#REF!)/#REF!)","v":{"$error":"#REF!"}}]
[117,{"$f":"+SettlementAcons!L118","v":0},{"$f":"+SettlementAcons!B118","v":0},{"$f":"+SettlementAcons!J118","v":0},{"$f":"+SettlementAcons!K118","v":0},"",0,{"$f":"+SettlementAcons!N118/1000","v":0},150,"default",1,1,3,0,0,null,{"$f":"+SettlementAcons!W118","v":0},{"$error":"#DIV/0!"},{"$error":"#DIV/0!"},{"$error":"#DIV/0!"},{"$error":"#DIV/0!"},{"$error":"#DIV/0!"},{"$error":"#DIV/0!"},{"$f":"IF(L966=0,\"\",VLOOKUP($R966/1000,Networkdesign!$R$4:$T$17,3))","v":{"$error":"#DIV/0!"}},{"$f":"IF(L966=0,0,VLOOKUP($S966/L966/1000,Networkdesign!$R$4:$U$17,4))","v":{"$error":"#DIV/0!"}},{"$error":"#DIV/0!"},{"$error":"#DIV/0!"},{"$error":"#DIV/0!"},{"$error":"#DIV/0!"},{"$error":"#DIV/0!"},{"$error":"#DIV/0!"},{"$error":"#DIV/0!"},{"$f":"+(Z966*Networkdesign!O$6+AA966*Networkdesign!O$8+AB966*Networkdesign!O$9+AC966*Networkdesign!O$10+AD966*Networkdesign!O$11+AE966*Networkdesign!O$12)/1000","v":{"$error":"#DIV/0!"}},{"$f":"+(Z966*Network!G$76+AA966*Network!I$76+AB966*Network!J$76+AC966*Network!K$76+AD966*Network!L$76+AE966*Network!M$76)","v":{"$error":"#DIV/0!"}},0,0,0,0,0,0,0,0,0,100,0,100,0,50,0,{"$error":"#DIV/0!"},{"$error":"#DIV/0!"},0,{"$f":"IF(M966>1,0,BA$8*$W966+S966*Summary!J$391)","v":0},0,0,0,0,0,0,0,0,0,0,0,0,0,0,0,0,{"$f":"Summary!J$83*(+BA966)","v":0},0,0,{"$f":"+IF($M966=2,IF($O966<Summary!$F$383,Summary!$J$398*$L966,$BU$8*$W966),0)","v":0},0,0,0,0,0,0,0,0,{"$f":"+IF(M966=3,IF(O966<Summary!F$383,Summary!J$406*L966,CD$8*W966),0)","v":4800},0,0,0,0,0,0,0,0,0,0,0,0,0,0,80,0,432,512,0,{"$error":"#DIV/0!"},{"$f":"+IF(#REF!=0,0,(#REF!-#REF!)/#REF!)","v":{"$error":"#REF!"}}]
[122,{"$f":"+SettlementAcons!L123","v":0},{"$f":"+SettlementAcons!B123","v":0},{"$f":"+SettlementAcons!J123","v":0},{"$f":"+SettlementAcons!K123","v":0},"",0,{"$f":"+SettlementAcons!N123/1000","v":0},150,"default",1,1,3,0,0,null,{"$f":"+SettlementAcons!W123","v":0},{"$error":"#DIV/0!"},{"$error":"#DIV/0!"},{"$error":"#DIV/0!"},{"$error":"#DIV/0!"},{"$error":"#DIV/0!"},{"$error":"#DIV/0!"},{"$f":"IF(L971=0,\"\",VLOOKUP($R971/1000,Networkdesign!$R$4:$T$17,3))","v":{"$error":"#DIV/0!"}},{"$f":"IF(L971=0,0,VLOOKUP($S971/L971/1000,Networkdesign!$R$4:$U$17,4))","v":{"$error":"#DIV/0!"}},{"$error":"#DIV/0!"},{"$error":"#DIV/0!"},{"$error":"#DIV/0!"},{"$error":"#DIV/0!"},{"$error":"#DIV/0!"},{"$error":"#DIV/0!"},{"$error":"#DIV/0!"},{"$f":"+(Z971*Networkdesign!O$6+AA971*Networkdesign!O$8+AB971*Networkdesign!O$9+AC971*Networkdesign!O$10+AD971*Networkdesign!O$11+AE971*Networkdesign!O$12)/1000","v":{"$error":"#DIV/0!"}},{"$f":"+(Z971*Network!G$76+AA971*Network!I$76+AB971*Network!J$76+AC971*Network!K$76+AD971*Network!L$76+AE971*Network!M$76)","v":{"$error":"#DIV/0!"}},0,0,0,0,0,0,0,0,0,100,0,100,0,50,0,{"$error":"#DIV/0!"},{"$error":"#DIV/0!"},0,{"$f":"IF(M971>1,0,BA$8*$W971+S971*Summary!J$391)","v":0},0,0,0,0,0,0,0,0,0,0,0,0,0,0,0,0,{"$f":"Summary!J$83*(+BA971)","v":0},0,0,{"$f":"+IF($M971=2,IF($O971<Summary!$F$383,Summary!$J$398*$L971,$BU$8*$W971),0)","v":0},0,0,0,0,0,0,0,0,{"$f":"+IF(M971=3,IF(O971<Summary!F$383,Summary!J$406*L971,CD$8*W971),0)","v":4800},0,0,0,0,0,0,0,0,0,0,0,0,0,0,80,0,432,512,0,{"$error":"#DIV/0!"},{"$f":"+IF(#REF!=0,0,(#REF!-#REF!)/#REF!)","v":{"$error":"#REF!"}}]
[127,{"$f":"+SettlementAcons!L128","v":0},{"$f":"+SettlementAcons!B128","v":0},{"$f":"+SettlementAcons!J128","v":0},{"$f":"+SettlementAcons!K128","v":0},"",0,{"$f":"+SettlementAcons!N128/1000","v":0},150,"default",1,1,3,0,0,null,{"$f":"+SettlementAcons!W128","v":0},{"$error":"#DIV/0!"},{"$error":"#DIV/0!"},{"$error":"#DIV/0!"},{"$error":"#DIV/0!"},{"$error":"#DIV/0!"},{"$error":"#DIV/0!"},{"$f":"IF(L976=0,\"\",VLOOKUP($R976/1000,Networkdesign!$R$4:$T$17,3))","v":{"$error":"#DIV/0!"}},{"$f":"IF(L976=0,0,VLOOKUP($S976/L976/1000,Networkdesign!$R$4:$U$17,4))","v":{"$error":"#DIV/0!"}},{"$error":"#DIV/0!"},{"$error":"#DIV/0!"},{"$error":"#DIV/0!"},{"$error":"#DIV/0!"},{"$error":"#DIV/0!"},{"$error":"#DIV/0!"},{"$error":"#DIV/0!"},{"$f":"+(Z976*Networkdesign!O$6+AA976*Networkdesign!O$8+AB976*Networkdesign!O$9+AC976*Networkdesign!O$10+AD976*Networkdesign!O$11+AE976*Networkdesign!O$12)/1000","v":{"$error":"#DIV/0!"}},{"$f":"+(Z976*Network!G$76+AA976*Network!I$76+AB976*Network!J$76+AC976*Network!K$76+AD976*Network!L$76+AE976*Network!M$76)","v":{"$error":"#DIV/0!"}},0,0,0,0,0,0,0,0,0,100,0,100,0,50,0,{"$error":"#DIV/0!"},{"$error":"#DIV/0!"},0,{"$f":"IF(M976>1,0,BA$8*$W976+S976*Summary!J$391)","v":0},0,0,0,0,0,0,0,0,0,0,0,0,0,0,0,0,{"$f":"Summary!J$83*(+BA976)","v":0},0,0,{"$f":"+IF($M976=2,IF($O976<Summary!$F$383,Summary!$J$398*$L976,$BU$8*$W976),0)","v":0},0,0,0,0,0,0,0,0,{"$f":"+IF(M976=3,IF(O976<Summary!F$383,Summary!J$406*L976,CD$8*W976),0)","v":4800},0,0,0,0,0,0,0,0,0,0,0,0,0,0,80,0,432,512,0,{"$error":"#DIV/0!"},{"$f":"+IF(#REF!=0,0,(#REF!-#REF!)/#REF!)","v":{"$error":"#REF!"}}]
[132,{"$f":"+SettlementAcons!L133","v":0},{"$f":"+SettlementAcons!B133","v":0},{"$f":"+SettlementAcons!J133","v":0},{"$f":"+SettlementAcons!K133","v":0},"",0,{"$f":"+SettlementAcons!N133/1000","v":0},150,"default",1,1,3,0,0,null,{"$f":"+SettlementAcons!W133","v":0},{"$error":"#DIV/0!"},{"$error":"#DIV/0!"},{"$error":"#DIV/0!"},{"$error":"#DIV/0!"},{"$error":"#DIV/0!"},{"$error":"#DIV/0!"},{"$f":"IF(L981=0,\"\",VLOOKUP($R981/1000,Networkdesign!$R$4:$T$17,3))","v":{"$error":"#DIV/0!"}},{"$f":"IF(L981=0,0,VLOOKUP($S981/L981/1000,Networkdesign!$R$4:$U$17,4))","v":{"$error":"#DIV/0!"}},{"$error":"#DIV/0!"},{"$error":"#DIV/0!"},{"$error":"#DIV/0!"},{"$error":"#DIV/0!"},{"$error":"#DIV/0!"},{"$error":"#DIV/0!"},{"$error":"#DIV/0!"},{"$f":"+(Z981*Networkdesign!O$6+AA981*Networkdesign!O$8+AB981*Networkdesign!O$9+AC981*Networkdesign!O$10+AD981*Networkdesign!O$11+AE981*Networkdesign!O$12)/1000","v":{"$error":"#DIV/0!"}},{"$f":"+(Z981*Network!G$76+AA981*Network!I$76+AB981*Network!J$76+AC981*Network!K$76+AD981*Network!L$76+AE981*Network!M$76)","v":{"$error":"#DIV/0!"}},0,0,0,0,0,0,0,0,0,100,0,100,0,50,0,{"$error":"#DIV/0!"},{"$error":"#DIV/0!"},0,{"$f":"IF(M981>1,0,BA$8*$W981+S981*Summary!J$391)","v":0},0,0,0,0,0,0,0,0,0,0,0,0,0,0,0,0,{"$f":"Summary!J$83*(+BA981)","v":0},0,0,{"$f":"+IF($M981=2,IF($O981<Summary!$F$383,Summary!$J$398*$L981,$BU$8*$W981),0)","v":0},0,0,0,0,0,0,0,0,{"$f":"+IF(M981=3,IF(O981<Summary!F$383,Summary!J$406*L981,CD$8*W981),0)","v":4800},0,0,0,0,0,0,0,0,0,0,0,0,0,0,80,0,432,512,0,{"$error":"#DIV/0!"},{"$f":"+IF(#REF!=0,0,(#REF!-#REF!)/#REF!)","v":{"$error":"#REF!"}}]
[134,{"$f":"+SettlementAcons!L135","v":0},{"$f":"+SettlementAcons!B135","v":0},{"$f":"+SettlementAcons!J135","v":0},{"$f":"+SettlementAcons!K135","v":0},"",0,{"$f":"+SettlementAcons!N135/1000","v":0},150,"default",1,1,3,0,0,null,{"$f":"+SettlementAcons!W135","v":0},{"$error":"#DIV/0!"},{"$error":"#DIV/0!"},{"$error":"#DIV/0!"},{"$error":"#DIV/0!"},{"$error":"#DIV/0!"},{"$error":"#DIV/0!"},{"$f":"IF(L983=0,\"\",VLOOKUP($R983/1000,Networkdesign!$R$4:$T$17,3))","v":{"$error":"#DIV/0!"}},{"$f":"IF(L983=0,0,VLOOKUP($S983/L983/1000,Networkdesign!$R$4:$U$17,4))","v":{"$error":"#DIV/0!"}},{"$error":"#DIV/0!"},{"$error":"#DIV/0!"},{"$error":"#DIV/0!"},{"$error":"#DIV/0!"},{"$error":"#DIV/0!"},{"$error":"#DIV/0!"},{"$error":"#DIV/0!"},{"$f":"+(Z983*Networkdesign!O$6+AA983*Networkdesign!O$8+AB983*Networkdesign!O$9+AC983*Networkdesign!O$10+AD983*Networkdesign!O$11+AE983*Networkdesign!O$12)/1000","v":{"$error":"#DIV/0!"}},{"$f":"+(Z983*Network!G$76+AA983*Network!I$76+AB983*Network!J$76+AC983*Network!K$76+AD983*Network!L$76+AE983*Network!M$76)","v":{"$error":"#DIV/0!"}},0,0,0,0,0,0,0,0,0,100,0,100,0,50,0,{"$error":"#DIV/0!"},{"$error":"#DIV/0!"},0,{"$f":"IF(M983>1,0,BA$8*$W983+S983*Summary!J$391)","v":0},0,0,0,0,0,0,0,0,0,0,0,0,0,0,0,0,{"$f":"Summary!J$83*(+BA983)","v":0},0,0,{"$f":"+IF($M983=2,IF($O983<Summary!$F$383,Summary!$J$398*$L983,$BU$8*$W983),0)","v":0},0,0,0,0,0,0,0,0,{"$f":"+IF(M983=3,IF(O983<Summary!F$383,Summary!J$406*L983,CD$8*W983),0)","v":4800},0,0,0,0,0,0,0,0,0,0,0,0,0,0,80,0,432,512,0,{"$error":"#DIV/0!"},{"$f":"+IF(#REF!=0,0,(#REF!-#REF!)/#REF!)","v":{"$error":"#REF!"}}]
[137,{"$f":"+SettlementAcons!L138","v":0},{"$f":"+SettlementAcons!B138","v":0},{"$f":"+SettlementAcons!J138","v":0},{"$f":"+SettlementAcons!K138","v":0},"",0,{"$f":"+SettlementAcons!N138/1000","v":0},150,"default",1,1,3,0,0,null,{"$f":"+SettlementAcons!W138","v":0},{"$error":"#DIV/0!"},{"$error":"#DIV/0!"},{"$error":"#DIV/0!"},{"$error":"#DIV/0!"},{"$error":"#DIV/0!"},{"$error":"#DIV/0!"},{"$f":"IF(L986=0,\"\",VLOOKUP($R986/1000,Networkdesign!$R$4:$T$17,3))","v":{"$error":"#DIV/0!"}},{"$f":"IF(L986=0,0,VLOOKUP($S986/L986/1000,Networkdesign!$R$4:$U$17,4))","v":{"$error":"#DIV/0!"}},{"$error":"#DIV/0!"},{"$error":"#DIV/0!"},{"$error":"#DIV/0!"},{"$error":"#DIV/0!"},{"$error":"#DIV/0!"},{"$error":"#DIV/0!"},{"$error":"#DIV/0!"},{"$f":"+(Z986*Networkdesign!O$6+AA986*Networkdesign!O$8+AB986*Networkdesign!O$9+AC986*Networkdesign!O$10+AD986*Networkdesign!O$11+AE986*Networkdesign!O$12)/1000","v":{"$error":"#DIV/0!"}},{"$f":"+(Z986*Network!G$76+AA986*Network!I$76+AB986*Network!J$76+AC986*Network!K$76+AD986*Network!L$76+AE986*Network!M$76)","v":{"$error":"#DIV/0!"}},0,0,0,0,0,0,0,0,0,100,0,100,0,50,0,{"$error":"#DIV/0!"},{"$error":"#DIV/0!"},0,{"$f":"IF(M986>1,0,BA$8*$W986+S986*Summary!J$391)","v":0},0,0,0,0,0,0,0,0,0,0,0,0,0,0,0,0,{"$f":"Summary!J$83*(+BA986)","v":0},0,0,{"$f":"+IF($M986=2,IF($O986<Summary!$F$383,Summary!$J$398*$L986,$BU$8*$W986),0)","v":0},0,0,0,0,0,0,0,0,{"$f":"+IF(M986=3,IF(O986<Summary!F$383,Summary!J$406*L986,CD$8*W986),0)","v":4800},0,0,0,0,0,0,0,0,0,0,0,0,0,0,80,0,432,512,0,{"$error":"#DIV/0!"},{"$f":"+IF(#REF!=0,0,(#REF!-#REF!)/#REF!)","v":{"$error":"#REF!"}}]
[142,{"$f":"+SettlementAcons!L143","v":0},{"$f":"+SettlementAcons!B143","v":0},{"$f":"+SettlementAcons!J143","v":0},{"$f":"+SettlementAcons!K143","v":0},"",0,{"$f":"+SettlementAcons!N143/1000","v":0},150,"default",1,1,3,0,0,null,{"$f":"+SettlementAcons!W143","v":0},{"$error":"#DIV/0!"},{"$error":"#DIV/0!"},{"$error":"#DIV/0!"},{"$error":"#DIV/0!"},{"$error":"#DIV/0!"},{"$error":"#DIV/0!"},{"$f":"IF(L991=0,\"\",VLOOKUP($R991/1000,Networkdesign!$R$4:$T$17,3))","v":{"$error":"#DIV/0!"}},{"$f":"IF(L991=0,0,VLOOKUP($S991/L991/1000,Networkdesign!$R$4:$U$17,4))","v":{"$error":"#DIV/0!"}},{"$error":"#DIV/0!"},{"$error":"#DIV/0!"},{"$error":"#DIV/0!"},{"$error":"#DIV/0!"},{"$error":"#DIV/0!"},{"$error":"#DIV/0!"},{"$error":"#DIV/0!"},{"$f":"+(Z991*Networkdesign!O$6+AA991*Networkdesign!O$8+AB991*Networkdesign!O$9+AC991*Networkdesign!O$10+AD991*Networkdesign!O$11+AE991*Networkdesign!O$12)/1000","v":{"$error":"#DIV/0!"}},{"$f":"+(Z991*Network!G$76+AA991*Network!I$76+AB991*Network!J$76+AC991*Network!K$76+AD991*Network!L$76+AE991*Network!M$76)","v":{"$error":"#DIV/0!"}},0,0,0,0,0,0,0,0,0,100,0,100,0,50,0,{"$error":"#DIV/0!"},{"$error":"#DIV/0!"},0,{"$f":"IF(M991>1,0,BA$8*$W991+S991*Summary!J$391)","v":0},0,0,0,0,0,0,0,0,0,0,0,0,0,0,0,0,{"$f":"Summary!J$83*(+BA991)","v":0},0,0,{"$f":"+IF($M991=2,IF($O991<Summary!$F$383,Summary!$J$398*$L991,$BU$8*$W991),0)","v":0},0,0,0,0,0,0,0,0,{"$f":"+IF(M991=3,IF(O991<Summary!F$383,Summary!J$406*L991,CD$8*W991),0)","v":4800},0,0,0,0,0,0,0,0,0,0,0,0,0,0,80,0,432,512,0,{"$error":"#DIV/0!"},{"$f":"+IF(#REF!=0,0,(#REF!-#REF!)/#REF!)","v":{"$error":"#REF!"}}]
[147,{"$f":"+SettlementAcons!L148","v":0},{"$f":"+SettlementAcons!B148","v":0},{"$f":"+SettlementAcons!J148","v":0},{"$f":"+SettlementAcons!K148","v":0},"",0,{"$f":"+SettlementAcons!N148/1000","v":0},150,"default",1,1,3,0,0,null,{"$f":"+SettlementAcons!W148","v":0},{"$error":"#DIV/0!"},{"$error":"#DIV/0!"},{"$error":"#DIV/0!"},{"$error":"#DIV/0!"},{"$error":"#DIV/0!"},{"$error":"#DIV/0!"},{"$f":"IF(L996=0,\"\",VLOOKUP($R996/1000,Networkdesign!$R$4:$T$17,3))","v":{"$error":"#DIV/0!"}},{"$f":"IF(L996=0,0,VLOOKUP($S996/L996/1000,Networkdesign!$R$4:$U$17,4))","v":{"$error":"#DIV/0!"}},{"$error":"#DIV/0!"},{"$error":"#DIV/0!"},{"$error":"#DIV/0!"},{"$error":"#DIV/0!"},{"$error":"#DIV/0!"},{"$error":"#DIV/0!"},{"$error":"#DIV/0!"},{"$f":"+(Z996*Networkdesign!O$6+AA996*Networkdesign!O$8+AB996*Networkdesign!O$9+AC996*Networkdesign!O$10+AD996*Networkdesign!O$11+AE996*Networkdesign!O$12)/1000","v":{"$error":"#DIV/0!"}},{"$f":"+(Z996*Network!G$76+AA996*Network!I$76+AB996*Network!J$76+AC996*Network!K$76+AD996*Network!L$76+AE996*Network!M$76)","v":{"$error":"#DIV/0!"}},0,0,0,0,0,0,0,0,0,100,0,100,0,50,0,{"$error":"#DIV/0!"},{"$error":"#DIV/0!"},0,{"$f":"IF(M996>1,0,BA$8*$W996+S996*Summary!J$391)","v":0},0,0,0,0,0,0,0,0,0,0,0,0,0,0,0,0,{"$f":"Summary!J$83*(+BA996)","v":0},0,0,{"$f":"+IF($M996=2,IF($O996<Summary!$F$383,Summary!$J$398*$L996,$BU$8*$W996),0)","v":0},0,0,0,0,0,0,0,0,{"$f":"+IF(M996=3,IF(O996<Summary!F$383,Summary!J$406*L996,CD$8*W996),0)","v":4800},0,0,0,0,0,0,0,0,0,0,0,0,0,0,80,0,432,512,0,{"$error":"#DIV/0!"},{"$f":"+IF(#REF!=0,0,(#REF!-#REF!)/#REF!)","v":{"$error":"#REF!"}}]
[148,{"$f":"+SettlementAcons!L149","v":0},{"$f":"+SettlementAcons!B149","v":0},{"$f":"+SettlementAcons!J149","v":0},{"$f":"+SettlementAcons!K149","v":0},"",0,{"$f":"+SettlementAcons!N149/1000","v":0},150,"default",1,1,3,0,0,null,{"$f":"+SettlementAcons!W149","v":0},{"$error":"#DIV/0!"},{"$error":"#DIV/0!"},{"$error":"#DIV/0!"},{"$error":"#DIV/0!"},{"$error":"#DIV/0!"},{"$error":"#DIV/0!"},{"$f":"IF(L997=0,\"\",VLOOKUP($R997/1000,Networkdesign!$R$4:$T$17,3))","v":{"$error":"#DIV/0!"}},{"$f":"IF(L997=0,0,VLOOKUP($S997/L997/1000,Networkdesign!$R$4:$U$17,4))","v":{"$error":"#DIV/0!"}},{"$error":"#DIV/0!"},{"$error":"#DIV/0!"},{"$error":"#DIV/0!"},{"$error":"#DIV/0!"},{"$error":"#DIV/0!"},{"$error":"#DIV/0!"},{"$error":"#DIV/0!"},{"$f":"+(Z997*Networkdesign!O$6+AA997*Networkdesign!O$8+AB997*Networkdesign!O$9+AC997*Networkdesign!O$10+AD997*Networkdesign!O$11+AE997*Networkdesign!O$12)/1000","v":{"$error":"#DIV/0!"}},{"$f":"+(Z997*Network!G$76+AA997*Network!I$76+AB997*Network!J$76+AC997*Network!K$76+AD997*Network!L$76+AE997*Network!M$76)","v":{"$error":"#DIV/0!"}},0,0,0,0,0,0,0,0,0,100,0,100,0,50,0,{"$error":"#DIV/0!"},{"$error":"#DIV/0!"},0,{"$f":"IF(M997>1,0,BA$8*$W997+S997*Summary!J$391)","v":0},0,0,0,0,0,0,0,0,0,0,0,0,0,0,0,0,{"$f":"Summary!J$83*(+BA997)","v":0},0,0,{"$f":"+IF($M997=2,IF($O997<Summary!$F$383,Summary!$J$398*$L997,$BU$8*$W997),0)","v":0},0,0,0,0,0,0,0,0,{"$f":"+IF(M997=3,IF(O997<Summary!F$383,Summary!J$406*L997,CD$8*W997),0)","v":4800},0,0,0,0,0,0,0,0,0,0,0,0,0,0,80,0,432,512,0,{"$error":"#DIV/0!"},{"$f":"+IF(#REF!=0,0,(#REF!-#REF!)/#REF!)","v":{"$error":"#REF!"}}]
[153,{"$f":"+SettlementAcons!L154","v":0},{"$f":"+SettlementAcons!B154","v":0},{"$f":"+SettlementAcons!J154","v":0},{"$f":"+SettlementAcons!K154","v":0},"",0,{"$f":"+SettlementAcons!N154/1000","v":0},150,"default",1,1,3,0,0,null,{"$f":"+SettlementAcons!W154","v":0},{"$error":"#DIV/0!"},{"$error":"#DIV/0!"},{"$error":"#DIV/0!"},{"$error":"#DIV/0!"},{"$error":"#DIV/0!"},{"$error":"#DIV/0!"},{"$f":"IF(L1002=0,\"\",VLOOKUP($R1002/1000,Networkdesign!$R$4:$T$17,3))","v":{"$error":"#DIV/0!"}},{"$f":"IF(L1002=0,0,VLOOKUP($S1002/L1002/1000,Networkdesign!$R$4:$U$17,4))","v":{"$error":"#DIV/0!"}},{"$error":"#DIV/0!"},{"$error":"#DIV/0!"},{"$error":"#DIV/0!"},{"$error":"#DIV/0!"},{"$error":"#DIV/0!"},{"$error":"#DIV/0!"},{"$error":"#DIV/0!"},{"$f":"+(Z1002*Networkdesign!O$6+AA1002*Networkdesign!O$8+AB1002*Networkdesign!O$9+AC1002*Networkdesign!O$10+AD1002*Networkdesign!O$11+AE1002*Networkdesign!O$12)/1000","v":{"$error":"#DIV/0!"}},{"$f":"+(Z1002*Network!G$76+AA1002*Network!I$76+AB1002*Network!J$76+AC1002*Network!K$76+AD1002*Network!L$76+AE1002*Network!M$76)","v":{"$error":"#DIV/0!"}},0,0,0,0,0,0,0,0,0,100,0,100,0,50,0,{"$error":"#DIV/0!"},{"$error":"#DIV/0!"},0,{"$f":"IF(M1002>1,0,BA$8*$W1002+S1002*Summary!J$391)","v":0},0,0,0,0,0,0,0,0,0,0,0,0,0,0,0,0,{"$f":"Summary!J$83*(+BA1002)","v":0},0,0,{"$f":"+IF($M1002=2,IF($O1002<Summary!$F$383,Summary!$J$398*$L1002,$BU$8*$W1002),0)","v":0},0,0,0,0,0,0,0,0,{"$f":"+IF(M1002=3,IF(O1002<Summary!F$383,Summary!J$406*L1002,CD$8*W1002),0)","v":4800},0,0,0,0,0,0,0,0,0,0,0,0,0,0,80,0,432,512,0,{"$error":"#DIV/0!"},{"$f":"+IF(#REF!=0,0,(#REF!-#REF!)/#REF!)","v":{"$error":"#REF!"}}]
[157,{"$f":"+SettlementAcons!L158","v":0},{"$f":"+SettlementAcons!B158","v":0},{"$f":"+SettlementAcons!J158","v":0},{"$f":"+SettlementAcons!K158","v":0},"",0,{"$f":"+SettlementAcons!N158/1000","v":0},150,"default",1,1,3,0,0,null,{"$f":"+SettlementAcons!W158","v":0},{"$error":"#DIV/0!"},{"$error":"#DIV/0!"},{"$error":"#DIV/0!"},{"$error":"#DIV/0!"},{"$error":"#DIV/0!"},{"$error":"#DIV/0!"},{"$f":"IF(L1006=0,\"\",VLOOKUP($R1006/1000,Networkdesign!$R$4:$T$17,3))","v":{"$error":"#DIV/0!"}},{"$f":"IF(L1006=0,0,VLOOKUP($S1006/L1006/1000,Networkdesign!$R$4:$U$17,4))","v":{"$error":"#DIV/0!"}},{"$error":"#DIV/0!"},{"$error":"#DIV/0!"},{"$error":"#DIV/0!"},{"$error":"#DIV/0!"},{"$error":"#DIV/0!"},{"$error":"#DIV/0!"},{"$error":"#DIV/0!"},{"$f":"+(Z1006*Networkdesign!O$6+AA1006*Networkdesign!O$8+AB1006*Networkdesign!O$9+AC1006*Networkdesign!O$10+AD1006*Networkdesign!O$11+AE1006*Networkdesign!O$12)/1000","v":{"$error":"#DIV/0!"}},{"$f":"+(Z1006*Network!G$76+AA1006*Network!I$76+AB1006*Network!J$76+AC1006*Network!K$76+AD1006*Network!L$76+AE1006*Network!M$76)","v":{"$error":"#DIV/0!"}},0,0,0,0,0,0,0,0,0,100,0,100,0,50,0,{"$error":"#DIV/0!"},{"$error":"#DIV/0!"},0,{"$f":"IF(M1006>1,0,BA$8*$W1006+S1006*Summary!J$391)","v":0},0,0,0,0,0,0,0,0,0,0,0,0,0,0,0,0,{"$f":"Summary!J$83*(+BA1006)","v":0},0,0,{"$f":"+IF($M1006=2,IF($O1006<Summary!$F$383,Summary!$J$398*$L1006,$BU$8*$W1006),0)","v":0},0,0,0,0,0,0,0,0,{"$f":"+IF(M1006=3,IF(O1006<Summary!F$383,Summary!J$406*L1006,CD$8*W1006),0)","v":4800},0,0,0,0,0,0,0,0,0,0,0,0,0,0,80,0,432,512,0,{"$error":"#DIV/0!"},{"$f":"+IF(#REF!=0,0,(#REF!-#REF!)/#REF!)","v":{"$error":"#REF!"}}]
[162,{"$f":"+SettlementAcons!L163","v":0},{"$f":"+SettlementAcons!B163","v":0},{"$f":"+SettlementAcons!J163","v":0},{"$f":"+SettlementAcons!K163","v":0},"",0,{"$f":"+SettlementAcons!N163/1000","v":0},150,"default",1,1,3,0,0,null,{"$f":"+SettlementAcons!W163","v":0},{"$error":"#DIV/0!"},{"$error":"#DIV/0!"},{"$error":"#DIV/0!"},{"$error":"#DIV/0!"},{"$error":"#DIV/0!"},{"$error":"#DIV/0!"},{"$f":"IF(L1011=0,\"\",VLOOKUP($R1011/1000,Networkdesign!$R$4:$T$17,3))","v":{"$error":"#DIV/0!"}},{"$f":"IF(L1011=0,0,VLOOKUP($S1011/L1011/1000,Networkdesign!$R$4:$U$17,4))","v":{"$error":"#DIV/0!"}},{"$error":"#DIV/0!"},{"$error":"#DIV/0!"},{"$error":"#DIV/0!"},{"$error":"#DIV/0!"},{"$error":"#DIV/0!"},{"$error":"#DIV/0!"},{"$error":"#DIV/0!"},{"$f":"+(Z1011*Networkdesign!O$6+AA1011*Networkdesign!O$8+AB1011*Networkdesign!O$9+AC1011*Networkdesign!O$10+AD1011*Networkdesign!O$11+AE1011*Networkdesign!O$12)/1000","v":{"$error":"#DIV/0!"}},{"$f":"+(Z1011*Network!G$76+AA1011*Network!I$76+AB1011*Network!J$76+AC1011*Network!K$76+AD1011*Network!L$76+AE1011*Network!M$76)","v":{"$error":"#DIV/0!"}},0,0,0,0,0,0,0,0,0,100,0,100,0,50,0,{"$error":"#DIV/0!"},{"$error":"#DIV/0!"},0,{"$f":"IF(M1011>1,0,BA$8*$W1011+S1011*Summary!J$391)","v":0},0,0,0,0,0,0,0,0,0,0,0,0,0,0,0,0,{"$f":"Summary!J$83*(+BA1011)","v":0},0,0,{"$f":"+IF($M1011=2,IF($O1011<Summary!$F$383,Summary!$J$398*$L1011,$BU$8*$W1011),0)","v":0},0,0,0,0,0,0,0,0,{"$f":"+IF(M1011=3,IF(O1011<Summary!F$383,Summary!J$406*L1011,CD$8*W1011),0)","v":4800},0,0,0,0,0,0,0,0,0,0,0,0,0,0,80,0,432,512,0,{"$error":"#DIV/0!"},{"$f":"+IF(#REF!=0,0,(#REF!-#REF!)/#REF!)","v":{"$error":"#REF!"}}]
[163,{"$f":"+SettlementAcons!L164","v":0},{"$f":"+SettlementAcons!B164","v":0},{"$f":"+SettlementAcons!J164","v":0},{"$f":"+SettlementAcons!K164","v":0},"",0,{"$f":"+SettlementAcons!N164/1000","v":0},150,"default",1,1,3,0,0,null,{"$f":"+SettlementAcons!W164","v":0},{"$error":"#DIV/0!"},{"$error":"#DIV/0!"},{"$error":"#DIV/0!"},{"$error":"#DIV/0!"},{"$error":"#DIV/0!"},{"$error":"#DIV/0!"},{"$f":"IF(L1012=0,\"\",VLOOKUP($R1012/1000,Networkdesign!$R$4:$T$17,3))","v":{"$error":"#DIV/0!"}},{"$f":"IF(L1012=0,0,VLOOKUP($S1012/L1012/1000,Networkdesign!$R$4:$U$17,4))","v":{"$error":"#DIV/0!"}},{"$error":"#DIV/0!"},{"$error":"#DIV/0!"},{"$error":"#DIV/0!"},{"$error":"#DIV/0!"},{"$error":"#DIV/0!"},{"$error":"#DIV/0!"},{"$error":"#DIV/0!"},{"$f":"+(Z1012*Networkdesign!O$6+AA1012*Networkdesign!O$8+AB1012*Networkdesign!O$9+AC1012*Networkdesign!O$10+AD1012*Networkdesign!O$11+AE1012*Networkdesign!O$12)/1000","v":{"$error":"#DIV/0!"}},{"$f":"+(Z1012*Network!G$76+AA1012*Network!I$76+AB1012*Network!J$76+AC1012*Network!K$76+AD1012*Network!L$76+AE1012*Network!M$76)","v":{"$error":"#DIV/0!"}},0,0,0,0,0,0,0,0,0,100,0,100,0,50,0,{"$error":"#DIV/0!"},{"$error":"#DIV/0!"},0,{"$f":"IF(M1012>1,0,BA$8*$W1012+S1012*Summary!J$391)","v":0},0,0,0,0,0,0,0,0,0,0,0,0,0,0,0,0,{"$f":"Summary!J$83*(+BA1012)","v":0},0,0,{"$f":"+IF($M1012=2,IF($O1012<Summary!$F$383,Summary!$J$398*$L1012,$BU$8*$W1012),0)","v":0},0,0,0,0,0,0,0,0,{"$f":"+IF(M1012=3,IF(O1012<Summary!F$383,Summary!J$406*L1012,CD$8*W1012),0)","v":4800},0,0,0,0,0,0,0,0,0,0,0,0,0,0,80,0,432,512,0,{"$error":"#DIV/0!"},{"$f":"+IF(#REF!=0,0,(#REF!-#REF!)/#REF!)","v":{"$error":"#REF!"}}]
[168,{"$f":"+SettlementAcons!L169","v":0},{"$f":"+SettlementAcons!B169","v":0},{"$f":"+SettlementAcons!J169","v":0},{"$f":"+SettlementAcons!K169","v":0},"",0,{"$f":"+SettlementAcons!N169/1000","v":0},150,"default",1,1,3,0,0,null,{"$f":"+SettlementAcons!W169","v":0},{"$error":"#DIV/0!"},{"$error":"#DIV/0!"},{"$error":"#DIV/0!"},{"$error":"#DIV/0!"},{"$error":"#DIV/0!"},{"$error":"#DIV/0!"},{"$f":"IF(L1017=0,\"\",VLOOKUP($R1017/1000,Networkdesign!$R$4:$T$17,3))","v":{"$error":"#DIV/0!"}},{"$f":"IF(L1017=0,0,VLOOKUP($S1017/L1017/1000,Networkdesign!$R$4:$U$17,4))","v":{"$error":"#DIV/0!"}},{"$error":"#DIV/0!"},{"$error":"#DIV/0!"},{"$error":"#DIV/0!"},{"$error":"#DIV/0!"},{"$error":"#DIV/0!"},{"$error":"#DIV/0!"},{"$error":"#DIV/0!"},{"$f":"+(Z1017*Networkdesign!O$6+AA1017*Networkdesign!O$8+AB1017*Networkdesign!O$9+AC1017*Networkdesign!O$10+AD1017*Networkdesign!O$11+AE1017*Networkdesign!O$12)/1000","v":{"$error":"#DIV/0!"}},{"$f":"+(Z1017*Network!G$76+AA1017*Network!I$76+AB1017*Network!J$76+AC1017*Network!K$76+AD1017*Network!L$76+AE1017*Network!M$76)","v":{"$error":"#DIV/0!"}},0,0,0,0,0,0,0,0,0,100,0,100,0,50,0,{"$error":"#DIV/0!"},{"$error":"#DIV/0!"},0,{"$f":"IF(M1017>1,0,BA$8*$W1017+S1017*Summary!J$391)","v":0},0,0,0,0,0,0,0,0,0,0,0,0,0,0,0,0,{"$f":"Summary!J$83*(+BA1017)","v":0},0,0,{"$f":"+IF($M1017=2,IF($O1017<Summary!$F$383,Summary!$J$398*$L1017,$BU$8*$W1017),0)","v":0},0,0,0,0,0,0,0,0,{"$f":"+IF(M1017=3,IF(O1017<Summary!F$383,Summary!J$406*L1017,CD$8*W1017),0)","v":4800},0,0,0,0,0,0,0,0,0,0,0,0,0,0,80,0,432,512,0,{"$error":"#DIV/0!"},{"$f":"+IF(#REF!=0,0,(#REF!-#REF!)/#REF!)","v":{"$error":"#REF!"}}]
[173,{"$f":"+SettlementAcons!L174","v":0},{"$f":"+SettlementAcons!B174","v":0},{"$f":"+SettlementAcons!J174","v":0},{"$f":"+SettlementAcons!K174","v":0},"",0,{"$f":"+SettlementAcons!N174/1000","v":0},150,"default",1,1,3,0,0,null,{"$f":"+SettlementAcons!W174","v":0},{"$error":"#DIV/0!"},{"$error":"#DIV/0!"},{"$error":"#DIV/0!"},{"$error":"#DIV/0!"},{"$error":"#DIV/0!"},{"$error":"#DIV/0!"},{"$f":"IF(L1022=0,\"\",VLOOKUP($R1022/1000,Networkdesign!$R$4:$T$17,3))","v":{"$error":"#DIV/0!"}},{"$f":"IF(L1022=0,0,VLOOKUP($S1022/L1022/1000,Networkdesign!$R$4:$U$17,4))","v":{"$error":"#DIV/0!"}},{"$error":"#DIV/0!"},{"$error":"#DIV/0!"},{"$error":"#DIV/0!"},{"$error":"#DIV/0!"},{"$error":"#DIV/0!"},{"$error":"#DIV/0!"},{"$error":"#DIV/0!"},{"$f":"+(Z1022*Networkdesign!O$6+AA1022*Networkdesign!O$8+AB1022*Networkdesign!O$9+AC1022*Networkdesign!O$10+AD1022*Networkdesign!O$11+AE1022*Networkdesign!O$12)/1000","v":{"$error":"#DIV/0!"}},{"$f":"+(Z1022*Network!G$76+AA1022*Network!I$76+AB1022*Network!J$76+AC1022*Network!K$76+AD1022*Network!L$76+AE1022*Network!M$76)","v":{"$error":"#DIV/0!"}},0,0,0,0,0,0,0,0,0,100,0,100,0,50,0,{"$error":"#DIV/0!"},{"$error":"#DIV/0!"},0,{"$f":"IF(M1022>1,0,BA$8*$W1022+S1022*Summary!J$391)","v":0},0,0,0,0,0,0,0,0,0,0,0,0,0,0,0,0,{"$f":"Summary!J$83*(+BA1022)","v":0},0,0,{"$f":"+IF($M1022=2,IF($O1022<Summary!$F$383,Summary!$J$398*$L1022,$BU$8*$W1022),0)","v":0},0,0,0,0,0,0,0,0,{"$f":"+IF(M1022=3,IF(O1022<Summary!F$383,Summary!J$406*L1022,CD$8*W1022),0)","v":4800},0,0,0,0,0,0,0,0,0,0,0,0,0,0,80,0,432,512,0,{"$error":"#DIV/0!"},{"$f":"+IF(#REF!=0,0,(#REF!-#REF!)/#REF!)","v":{"$error":"#REF!"}}]
[178,{"$f":"+SettlementAcons!L179","v":0},{"$f":"+SettlementAcons!B179","v":0},{"$f":"+SettlementAcons!J179","v":0},{"$f":"+SettlementAcons!K179","v":0},"",0,{"$f":"+SettlementAcons!N179/1000","v":0},150,"default",1,1,3,0,0,null,{"$f":"+SettlementAcons!W179","v":0},{"$error":"#DIV/0!"},{"$error":"#DIV/0!"},{"$error":"#DIV/0!"},{"$error":"#DIV/0!"},{"$error":"#DIV/0!"},{"$error":"#DIV/0!"},{"$f":"IF(L1027=0,\"\",VLOOKUP($R1027/1000,Networkdesign!$R$4:$T$17,3))","v":{"$error":"#DIV/0!"}},{"$f":"IF(L1027=0,0,VLOOKUP($S1027/L1027/1000,Networkdesign!$R$4:$U$17,4))","v":{"$error":"#DIV/0!"}},{"$error":"#DIV/0!"},{"$error":"#DIV/0!"},{"$error":"#DIV/0!"},{"$error":"#DIV/0!"},{"$error":"#DIV/0!"},{"$error":"#DIV/0!"},{"$error":"#DIV/0!"},{"$f":"+(Z1027*Networkdesign!O$6+AA1027*Networkdesign!O$8+AB1027*Networkdesign!O$9+AC1027*Networkdesign!O$10+AD1027*Networkdesign!O$11+AE1027*Networkdesign!O$12)/1000","v":{"$error":"#DIV/0!"}},{"$f":"+(Z1027*Network!G$76+AA1027*Network!I$76+AB1027*Network!J$76+AC1027*Network!K$76+AD1027*Network!L$76+AE1027*Network!M$76)","v":{"$error":"#DIV/0!"}},0,0,0,0,0,0,0,0,0,100,0,100,0,50,0,{"$error":"#DIV/0!"},{"$error":"#DIV/0!"},0,{"$f":"IF(M1027>1,0,BA$8*$W1027+S1027*Summary!J$391)","v":0},0,0,0,0,0,0,0,0,0,0,0,0,0,0,0,0,{"$f":"Summary!J$83*(+BA1027)","v":0},0,0,{"$f":"+IF($M1027=2,IF($O1027<Summary!$F$383,Summary!$J$398*$L1027,$BU$8*$W1027),0)","v":0},0,0,0,0,0,0,0,0,{"$f":"+IF(M1027=3,IF(O1027<Summary!F$383,Summary!J$406*L1027,CD$8*W1027),0)","v":4800},0,0,0,0,0,0,0,0,0,0,0,0,0,0,80,0,432,512,0,{"$error":"#DIV/0!"},{"$f":"+IF(#REF!=0,0,(#REF!-#REF!)/#REF!)","v":{"$error":"#REF!"}}]
[179,{"$f":"+SettlementAcons!L180","v":0},{"$f":"+SettlementAcons!B180","v":0},{"$f":"+SettlementAcons!J180","v":0},{"$f":"+SettlementAcons!K180","v":0},"",0,{"$f":"+SettlementAcons!N180/1000","v":0},150,"default",1,1,3,0,0,null,{"$f":"+SettlementAcons!W180","v":0},{"$error":"#DIV/0!"},{"$error":"#DIV/0!"},{"$error":"#DIV/0!"},{"$error":"#DIV/0!"},{"$error":"#DIV/0!"},{"$error":"#DIV/0!"},{"$f":"IF(L1028=0,\"\",VLOOKUP($R1028/1000,Networkdesign!$R$4:$T$17,3))","v":{"$error":"#DIV/0!"}},{"$f":"IF(L1028=0,0,VLOOKUP($S1028/L1028/1000,Networkdesign!$R$4:$U$17,4))","v":{"$error":"#DIV/0!"}},{"$error":"#DIV/0!"},{"$error":"#DIV/0!"},{"$error":"#DIV/0!"},{"$error":"#DIV/0!"},{"$error":"#DIV/0!"},{"$error":"#DIV/0!"},{"$error":"#DIV/0!"},{"$f":"+(Z1028*Networkdesign!O$6+AA1028*Networkdesign!O$8+AB1028*Networkdesign!O$9+AC1028*Networkdesign!O$10+AD1028*Networkdesign!O$11+AE1028*Networkdesign!O$12)/1000","v":{"$error":"#DIV/0!"}},{"$f":"+(Z1028*Network!G$76+AA1028*Network!I$76+AB1028*Network!J$76+AC1028*Network!K$76+AD1028*Network!L$76+AE1028*Network!M$76)","v":{"$error":"#DIV/0!"}},0,0,0,0,0,0,0,0,0,100,0,100,0,50,0,{"$error":"#DIV/0!"},{"$error":"#DIV/0!"},0,{"$f":"IF(M1028>1,0,BA$8*$W1028+S1028*Summary!J$391)","v":0},0,0,0,0,0,0,0,0,0,0,0,0,0,0,0,0,{"$f":"Summary!J$83*(+BA1028)","v":0},0,0,{"$f":"+IF($M1028=2,IF($O1028<Summary!$F$383,Summary!$J$398*$L1028,$BU$8*$W1028),0)","v":0},0,0,0,0,0,0,0,0,{"$f":"+IF(M1028=3,IF(O1028<Summary!F$383,Summary!J$406*L1028,CD$8*W1028),0)","v":4800},0,0,0,0,0,0,0,0,0,0,0,0,0,0,80,0,432,512,0,{"$error":"#DIV/0!"},{"$f":"+IF(#REF!=0,0,(#REF!-#REF!)/#REF!)","v":{"$error":"#REF!"}}]
[183,{"$f":"+SettlementAcons!L184","v":0},{"$f":"+SettlementAcons!B184","v":0},{"$f":"+SettlementAcons!J184","v":0},{"$f":"+SettlementAcons!K184","v":0},"",0,{"$f":"+SettlementAcons!N184/1000","v":0},150,"default",1,1,3,0,0,null,{"$f":"+SettlementAcons!W184","v":0},{"$error":"#DIV/0!"},{"$error":"#DIV/0!"},{"$error":"#DIV/0!"},{"$error":"#DIV/0!"},{"$error":"#DIV/0!"},{"$error":"#DIV/0!"},{"$f":"IF(L1032=0,\"\",VLOOKUP($R1032/1000,Networkdesign!$R$4:$T$17,3))","v":{"$error":"#DIV/0!"}},{"$f":"IF(L1032=0,0,VLOOKUP($S1032/L1032/1000,Networkdesign!$R$4:$U$17,4))","v":{"$error":"#DIV/0!"}},{"$error":"#DIV/0!"},{"$error":"#DIV/0!"},{"$error":"#DIV/0!"},{"$error":"#DIV/0!"},{"$error":"#DIV/0!"},{"$error":"#DIV/0!"},{"$error":"#DIV/0!"},{"$f":"+(Z1032*Networkdesign!O$6+AA1032*Networkdesign!O$8+AB1032*Networkdesign!O$9+AC1032*Networkdesign!O$10+AD1032*Networkdesign!O$11+AE1032*Networkdesign!O$12)/1000","v":{"$error":"#DIV/0!"}},{"$f":"+(Z1032*Network!G$76+AA1032*Network!I$76+AB1032*Network!J$76+AC1032*Network!K$76+AD1032*Network!L$76+AE1032*Network!M$76)","v":{"$error":"#DIV/0!"}},0,0,0,0,0,0,0,0,0,100,0,100,0,50,0,{"$error":"#DIV/0!"},{"$error":"#DIV/0!"},0,{"$f":"IF(M1032>1,0,BA$8*$W1032+S1032*Summary!J$391)","v":0},0,0,0,0,0,0,0,0,0,0,0,0,0,0,0,0,{"$f":"Summary!J$83*(+BA1032)","v":0},0,0,{"$f":"+IF($M1032=2,IF($O1032<Summary!$F$383,Summary!$J$398*$L1032,$BU$8*$W1032),0)","v":0},0,0,0,0,0,0,0,0,{"$f":"+IF(M1032=3,IF(O1032<Summary!F$383,Summary!J$406*L1032,CD$8*W1032),0)","v":4800},0,0,0,0,0,0,0,0,0,0,0,0,0,0,80,0,432,512,0,{"$error":"#DIV/0!"},{"$f":"+IF(#REF!=0,0,(#REF!-#REF!)/#REF!)","v":{"$error":"#REF!"}}]
[188,{"$f":"+SettlementAcons!L189","v":0},{"$f":"+SettlementAcons!B189","v":0},{"$f":"+SettlementAcons!J189","v":0},{"$f":"+SettlementAcons!K189","v":0},"",0,{"$f":"+SettlementAcons!N189/1000","v":0},150,"default",1,1,3,0,0,null,{"$f":"+SettlementAcons!W189","v":0},{"$error":"#DIV/0!"},{"$error":"#DIV/0!"},{"$error":"#DIV/0!"},{"$error":"#DIV/0!"},{"$error":"#DIV/0!"},{"$error":"#DIV/0!"},{"$f":"IF(L1037=0,\"\",VLOOKUP($R1037/1000,Networkdesign!$R$4:$T$17,3))","v":{"$error":"#DIV/0!"}},{"$f":"IF(L1037=0,0,VLOOKUP($S1037/L1037/1000,Networkdesign!$R$4:$U$17,4))","v":{"$error":"#DIV/0!"}},{"$error":"#DIV/0!"},{"$error":"#DIV/0!"},{"$error":"#DIV/0!"},{"$error":"#DIV/0!"},{"$error":"#DIV/0!"},{"$error":"#DIV/0!"},{"$error":"#DIV/0!"},{"$f":"+(Z1037*Networkdesign!O$6+AA1037*Networkdesign!O$8+AB1037*Networkdesign!O$9+AC1037*Networkdesign!O$10+AD1037*Networkdesign!O$11+AE1037*Networkdesign!O$12)/1000","v":{"$error":"#DIV/0!"}},{"$f":"+(Z1037*Network!G$76+AA1037*Network!I$76+AB1037*Network!J$76+AC1037*Network!K$76+AD1037*Network!L$76+AE1037*Network!M$76)","v":{"$error":"#DIV/0!"}},0,0,0,0,0,0,0,0,0,100,0,100,0,50,0,{"$error":"#DIV/0!"},{"$error":"#DIV/0!"},0,{"$f":"IF(M1037>1,0,BA$8*$W1037+S1037*Summary!J$391)","v":0},0,0,0,0,0,0,0,0,0,0,0,0,0,0,0,0,{"$f":"Summary!J$83*(+BA1037)","v":0},0,0,{"$f":"+IF($M1037=2,IF($O1037<Summary!$F$383,Summary!$J$398*$L1037,$BU$8*$W1037),0)","v":0},0,0,0,0,0,0,0,0,{"$f":"+IF(M1037=3,IF(O1037<Summary!F$383,Summary!J$406*L1037,CD$8*W1037),0)","v":4800},0,0,0,0,0,0,0,0,0,0,0,0,0,0,80,0,432,512,0,{"$error":"#DIV/0!"},{"$f":"+IF(#REF!=0,0,(#REF!-#REF!)/#REF!)","v":{"$error":"#REF!"}}]
[193,{"$f":"+SettlementAcons!L194","v":0},{"$f":"+SettlementAcons!B194","v":0},{"$f":"+SettlementAcons!J194","v":0},{"$f":"+SettlementAcons!K194","v":0},"",0,{"$f":"+SettlementAcons!N194/1000","v":0},150,"default",1,1,3,0,0,null,{"$f":"+SettlementAcons!W194","v":0},{"$error":"#DIV/0!"},{"$error":"#DIV/0!"},{"$error":"#DIV/0!"},{"$error":"#DIV/0!"},{"$error":"#DIV/0!"},{"$error":"#DIV/0!"},{"$f":"IF(L1042=0,\"\",VLOOKUP($R1042/1000,Networkdesign!$R$4:$T$17,3))","v":{"$error":"#DIV/0!"}},{"$f":"IF(L1042=0,0,VLOOKUP($S1042/L1042/1000,Networkdesign!$R$4:$U$17,4))","v":{"$error":"#DIV/0!"}},{"$error":"#DIV/0!"},{"$error":"#DIV/0!"},{"$error":"#DIV/0!"},{"$error":"#DIV/0!"},{"$error":"#DIV/0!"},{"$error":"#DIV/0!"},{"$error":"#DIV/0!"},{"$f":"+(Z1042*Networkdesign!O$6+AA1042*Networkdesign!O$8+AB1042*Networkdesign!O$9+AC1042*Networkdesign!O$10+AD1042*Networkdesign!O$11+AE1042*Networkdesign!O$12)/1000","v":{"$error":"#DIV/0!"}},{"$f":"+(Z1042*Network!G$76+AA1042*Network!I$76+AB1042*Network!J$76+AC1042*Network!K$76+AD1042*Network!L$76+AE1042*Network!M$76)","v":{"$error":"#DIV/0!"}},0,0,0,0,0,0,0,0,0,100,0,100,0,50,0,{"$error":"#DIV/0!"},{"$error":"#DIV/0!"},0,{"$f":"IF(M1042>1,0,BA$8*$W1042+S1042*Summary!J$391)","v":0},0,0,0,0,0,0,0,0,0,0,0,0,0,{"$f":"+BB1042*BO$4","v":0},{"$f":"IF(M1042>1,0,+L1042*BP$4)","v":0},{"$f":"IF(M1042>1,0,O1042*BQ$4)","v":0},{"$f":"Summary!J$83*(+BA1042)","v":0},{"$f":"+BM1042+BO1042+BP1042+BQ1042+BR1042","v":0},0,{"$f":"+IF($M1042=2,IF($O1042<Summary!$F$383,Summary!$J$398*$L1042,$BU$8*$W1042),0)","v":0},0,0,0,0,0,0,0,0,{"$f":"+IF(M1042=3,IF(O1042<Summary!F$383,Summary!J$406*L1042,CD$8*W1042),0)","v":4800},0,0,0,0,0,0,0,0,0,0,0,0,0,0,80,0,432,512,0,{"$error":"#DIV/0!"},{"$f":"+IF(#REF!=0,0,(#REF!-#REF!)/#REF!)","v":{"$error":"#REF!"}}]
[{"$f":"A1042+1","v":194},{"$f":"+SettlementAcons!L195","v":0},{"$f":"+SettlementAcons!B195","v":0},{"$f":"+SettlementAcons!J195","v":0},{"$f":"+SettlementAcons!K195","v":0},"",{"$f":"+H1043*1000/I1043","v":0},{"$f":"+SettlementAcons!N195/1000","v":0},150,"default",1,{"$f":"+K1043*L$849","v":1},3,{"$f":"+L1043*G1043","v":0},{"$f":"+N1043*I1043/1000","v":0},null,{"$f":"+SettlementAcons!W195","v":0},{"$f":"+G1043*I1043/Q1043","v":{"$error":"#DIV/0!"}},{"$f":"+O1043/Q1043*1000","v":{"$error":"#DIV/0!"}},{"$f":"+AH1043*T$28","v":{"$error":"#DIV/0!"}},{"$f":"+W1043*U$28","v":{"$error":"#DIV/0!"}},{"$f":"SUM(T1043:U1043)","v":{"$error":"#DIV/0!"}},{"$f":"+W$7*R1043^W$8*L1043","v":{"$error":"#DIV/0!"}},{"$f":"IF(L1043=0,\"\",VLOOKUP($R1043/1000,Networkdesign!$R$4:$T$17,3))","v":{"$error":"#DIV/0!"}},{"$f":"IF(L1043=0,0,VLOOKUP($S1043/L1043/1000,Networkdesign!$R$4:$U$17,4))","v":{"$error":"#DIV/0!"}},{"$error":"#DIV/0!"},{"$error":"#DIV/0!"},{"$error":"#DIV/0!"},{"$error":"#DIV/0!"},{"$error":"#DIV/0!"},{"$error":"#DIV/0!"},{"$f":"+SUM(Z1043:AE1043)","v":{"$error":"#DIV/0!"}},{"$f":"+(Z1043*Networkdesign!O$6+AA1043*Networkdesign!O$8+AB1043*Networkdesign!O$9+AC1043*Networkdesign!O$10+AD1043*Networkdesign!O$11+AE1043*Networkdesign!O$12)/1000","v":{"$error":"#DIV/0!"}},{"$f":"+(Z1043*Network!G$76+AA1043*Network!I$76+AB1043*Network!J$76+AC1043*Network!K$76+AD1043*Network!L$76+AE1043*Network!M$76)","v":{"$error":"#DIV/0!"}},0,0,0,0,{"$f":"+SUM(AI1043:AL1043)-O1043","v":0},{"$f":"+AI1043*AN$4","v":0},{"$f":"+AJ1043*AO$4","v":0},{"$f":"+AK1043*AP$4","v":0},{"$f":"+AL1043*AQ$4","v":0},{"$f":"+AR$4*L1043","v":100},{"$f":"+O1043*AS$4","v":0},{"$f":"+SUM(AN1043:AS1043)","v":100},{"$f":"+IF(O1043=0,0,AT1043/O1043)","v":0},{"$f":"+AV$4*L1043","v":50},{"$f":"+O1043*AW$4","v":0},{"$f":"+(V1043+W1043)*AX$4*L1043","v":{"$error":"#DIV/0!"}},{"$f":"+AT1043+SUM(AV1043:AX1043)","v":{"$error":"#DIV/0!"}},{"$f":"+IF(O1043=0,0,AY1043/O1043)","v":0},{"$f":"IF(M1043>1,0,BA$8*$W1043+S1043*Summary!J$391)","v":0},{"$f":"IF(M1043>1,0,O1043)","v":0},{"$f":"+BB1043/BC$8","v":0},{"$f":"IF($L1043=0,0,IF(BC1043/$L1043<BD$4,BC1043,BD$4*$L1043))","v":0},{"$f":"IF($L1043=0,0,IF(BC1043/$L1043<BE$4,IF(BC1043/$L1043<BD$4,0,BC1043-BD$4*$L1043),$L1043*(BE$4-BD$4)))","v":0},{"$f":"IF($L1043=0,0,IF(BC1043/$L1043<BF$4,IF(BC1043/$L1043<BE$4,0,BC1043-$L1043*BE$4),$L1043*(BF$4-BE$4)))","v":0},{"$f":"+IF($L1043=0,0,IF(BC1043/$L1043<BF$4,0,BC1043-$L1043*BF$4))","v":0},0,{"$f":"+BI$4*BD1043","v":0},{"$f":"+BJ$4*BE1043","v":0},{"$f":"+BK$4*BF1043","v":0},{"$f":"+BL$4*BG1043","v":0},{"$f":"+SUM(BH1043:BL1043)","v":0},{"$f":"+IF(BB1043=0,0,BM1043/BB1043)","v":0},0,0,0,{"$f":"Summary!J$83*(+BA1043)","v":0},0,{"$f":"IF(+BB1043=0,0,BS1043/(+BB1043))","v":0},{"$f":"+IF($M1043=2,IF($O1043<Summary!$F$383,Summary!$J$398*$L1043,$BU$8*$W1043),0)","v":0},{"$f":"IF($M1043=2,$O1043,0)","v":0},{"$f":"(BV1043)/BW$8","v":0},{"$f":"+BW1043*BX$4","v":0},{"$f":"+IF($M1043=2,BY$4*$L1043,0)","v":0},{"$f":"+BV1043*BZ$4","v":0},{"$f":"+BU1043*CA$4*L1043","v":0},{"$f":"+SUM(BX1043:CA1043)","v":0},{"$f":"IF(BW1043=0,0,(CB1043)/(BV1043))","v":0},{"$f":"+IF(M1043=3,IF(O1043<Summary!F$383,Summary!J$406*L1043,CD$8*W1043),0)","v":4800},{"$f":"IF(M1043=3,$O1043,0)","v":0},{"$f":"(CE1043)*3.6*1000/CF$7/CF$8","v":0},{"$f":"IF(L1043=0,0,IF(CF1043/L1043<CG$4,CF1043,CG$4*L1043))","v":0},{"$f":"IF(L1043=0,0,IF(CF1043/L1043<CH$4,IF(CF1043/L1043<CG$4,0,CF1043-CG$4*L1043),L1043*(CH$4-CG$4)))","v":0},{"$f":"IF(L1043=0,0,IF(CF1043/L1043<CI$4,IF(CF1043/L1043<CH$4,0,CF1043-L1043*CH$4),L1043*(CI$4-CH$4)))","v":0},{"$f":"+IF(L1043=0,0,IF(CF1043/L1043<CI$4,0,CF1043-L1043*CI$4))","v":0},{"$f":"CF1043-SUM(CG1043:CJ1043)","v":0},{"$f":"+IF(M1043=3,CL$4*L1043,0)","v":0},{"$f":"CM$4*CG1043","v":0},{"$f":"CN$4*CH1043","v":0},{"$f":"CO$4*CI1043","v":0},{"$f":"CP$4*CJ1043","v":0},{"$f":"SUM(CL1043:CP1043)","v":0},{"$f":"IF((CE1043)=0,0,CQ1043/(CE1043))","v":0},{"$f":"+IF(M1043=3,CS$4*L1043,0)","v":80},{"$f":"+CE1043*CT$4","v":0},{"$f":"+L1043*CU$4*CD1043","v":432},{"$f":"+CS1043+CQ1043+CT1043+CU1043","v":512},{"$f":"IF(CE1043=0,0,(CV1043)/(CE1043))","v":0},{"$f":"+IF((CV1043+CB1043+BS1043)=0,0,(CV1043+CB1043+BS1043-AY1043)/(CV1043+CB1043+BS1043))","v":{"$error":"#DIV/0!"}},{"$f":"+IF(#REF!=0,0,(#REF!-#REF!)/#REF!)","v":{"$error":"#REF!"}}]
[199,{"$f":"+SettlementAcons!L200","v":0},{"$f":"+SettlementAcons!B200","v":0},{"$f":"+SettlementAcons!J200","v":0},{"$f":"+SettlementAcons!K200","v":0},"",0,{"$f":"+SettlementAcons!N200/1000","v":0},150,"default",1,1,3,0,0,null,{"$f":"+SettlementAcons!W200","v":0},{"$error":"#DIV/0!"},{"$error":"#DIV/0!"},{"$error":"#DIV/0!"},{"$error":"#DIV/0!"},{"$error":"#DIV/0!"},{"$error":"#DIV/0!"},{"$f":"IF(L1048=0,\"\",VLOOKUP($R1048/1000,Networkdesign!$R$4:$T$17,3))","v":{"$error":"#DIV/0!"}},{"$f":"IF(L1048=0,0,VLOOKUP($S1048/L1048/1000,Networkdesign!$R$4:$U$17,4))","v":{"$error":"#DIV/0!"}},{"$error":"#DIV/0!"},{"$error":"#DIV/0!"},{"$error":"#DIV/0!"},{"$error":"#DIV/0!"},{"$error":"#DIV/0!"},{"$error":"#DIV/0!"},{"$error":"#DIV/0!"},{"$f":"+(Z1048*Networkdesign!O$6+AA1048*Networkdesign!O$8+AB1048*Networkdesign!O$9+AC1048*Networkdesign!O$10+AD1048*Networkdesign!O$11+AE1048*Networkdesign!O$12)/1000","v":{"$error":"#DIV/0!"}},{"$f":"+(Z1048*Network!G$76+AA1048*Network!I$76+AB1048*Network!J$76+AC1048*Network!K$76+AD1048*Network!L$76+AE1048*Network!M$76)","v":{"$error":"#DIV/0!"}},0,0,0,0,0,0,0,0,0,100,0,100,0,50,0,{"$error":"#DIV/0!"},{"$error":"#DIV/0!"},0,{"$f":"IF(M1048>1,0,BA$8*$W1048+S1048*Summary!J$391)","v":0},0,0,0,0,0,0,0,0,0,0,0,0,0,0,0,0,{"$f":"Summary!J$83*(+BA1048)","v":0},0,0,{"$f":"+IF($M1048=2,IF($O1048<Summary!$F$383,Summary!$J$398*$L1048,$BU$8*$W1048),0)","v":0},0,0,0,0,0,0,0,0,{"$f":"+IF(M1048=3,IF(O1048<Summary!F$383,Summary!J$406*L1048,CD$8*W1048),0)","v":4800},0,0,0,0,0,0,0,0,0,0,0,0,0,0,80,0,432,512,0,{"$error":"#DIV/0!"},{"$f":"+IF(#REF!=0,0,(#REF!-#REF!)/#REF!)","v":{"$error":"#REF!"}}]
[204,{"$f":"+SettlementAcons!L205","v":0},{"$f":"+SettlementAcons!B205","v":0},{"$f":"+SettlementAcons!J205","v":0},{"$f":"+SettlementAcons!K205","v":0},"",0,{"$f":"+SettlementAcons!N205/1000","v":0},150,"default",1,1,3,0,0,null,{"$f":"+SettlementAcons!W205","v":0},{"$error":"#DIV/0!"},{"$error":"#DIV/0!"},{"$error":"#DIV/0!"},{"$error":"#DIV/0!"},{"$error":"#DIV/0!"},{"$error":"#DIV/0!"},{"$f":"IF(L1053=0,\"\",VLOOKUP($R1053/1000,Networkdesign!$R$4:$T$17,3))","v":{"$error":"#DIV/0!"}},{"$f":"IF(L1053=0,0,VLOOKUP($S1053/L1053/1000,Networkdesign!$R$4:$U$17,4))","v":{"$error":"#DIV/0!"}},{"$error":"#DIV/0!"},{"$error":"#DIV/0!"},{"$error":"#DIV/0!"},{"$error":"#DIV/0!"},{"$error":"#DIV/0!"},{"$error":"#DIV/0!"},{"$error":"#DIV/0!"},{"$f":"+(Z1053*Networkdesign!O$6+AA1053*Networkdesign!O$8+AB1053*Networkdesign!O$9+AC1053*Networkdesign!O$10+AD1053*Networkdesign!O$11+AE1053*Networkdesign!O$12)/1000","v":{"$error":"#DIV/0!"}},{"$f":"+(Z1053*Network!G$76+AA1053*Network!I$76+AB1053*Network!J$76+AC1053*Network!K$76+AD1053*Network!L$76+AE1053*Network!M$76)","v":{"$error":"#DIV/0!"}},0,0,0,0,0,0,0,0,0,100,0,100,0,50,0,{"$error":"#DIV/0!"},{"$error":"#DIV/0!"},0,{"$f":"IF(M1053>1,0,BA$8*$W1053+S1053*Summary!J$391)","v":0},0,0,0,0,0,0,0,0,0,0,0,0,0,0,0,0,{"$f":"Summary!J$83*(+BA1053)","v":0},0,0,{"$f":"+IF($M1053=2,IF($O1053<Summary!$F$383,Summary!$J$398*$L1053,$BU$8*$W1053),0)","v":0},0,0,0,0,0,0,0,0,{"$f":"+IF(M1053=3,IF(O1053<Summary!F$383,Summary!J$406*L1053,CD$8*W1053),0)","v":4800},0,0,0,0,0,0,0,0,0,0,0,0,0,0,80,0,432,512,0,{"$error":"#DIV/0!"},{"$f":"+IF(#REF!=0,0,(#REF!-#REF!)/#REF!)","v":{"$error":"#REF!"}}]
[208,{"$f":"+SettlementAcons!L209","v":0},{"$f":"+SettlementAcons!B209","v":0},{"$f":"+SettlementAcons!J209","v":0},{"$f":"+SettlementAcons!K209","v":0},"",0,{"$f":"+SettlementAcons!N209/1000","v":0},150,"default",1,1,3,0,0,null,{"$f":"+SettlementAcons!W209","v":0},{"$error":"#DIV/0!"},{"$error":"#DIV/0!"},{"$error":"#DIV/0!"},{"$error":"#DIV/0!"},{"$error":"#DIV/0!"},{"$error":"#DIV/0!"},{"$f":"IF(L1057=0,\"\",VLOOKUP($R1057/1000,Networkdesign!$R$4:$T$17,3))","v":{"$error":"#DIV/0!"}},{"$f":"IF(L1057=0,0,VLOOKUP($S1057/L1057/1000,Networkdesign!$R$4:$U$17,4))","v":{"$error":"#DIV/0!"}},{"$error":"#DIV/0!"},{"$error":"#DIV/0!"},{"$error":"#DIV/0!"},{"$error":"#DIV/0!"},{"$error":"#DIV/0!"},{"$error":"#DIV/0!"},{"$error":"#DIV/0!"},{"$f":"+(Z1057*Networkdesign!O$6+AA1057*Networkdesign!O$8+AB1057*Networkdesign!O$9+AC1057*Networkdesign!O$10+AD1057*Networkdesign!O$11+AE1057*Networkdesign!O$12)/1000","v":{"$error":"#DIV/0!"}},{"$f":"+(Z1057*Network!G$76+AA1057*Network!I$76+AB1057*Network!J$76+AC1057*Network!K$76+AD1057*Network!L$76+AE1057*Network!M$76)","v":{"$error":"#DIV/0!"}},0,0,0,0,0,0,0,0,0,100,0,100,0,50,0,{"$error":"#DIV/0!"},{"$error":"#DIV/0!"},0,{"$f":"IF(M1057>1,0,BA$8*$W1057+S1057*Summary!J$391)","v":0},0,0,0,0,0,0,0,0,0,0,0,0,0,0,0,0,{"$f":"Summary!J$83*(+BA1057)","v":0},0,0,{"$f":"+IF($M1057=2,IF($O1057<Summary!$F$383,Summary!$J$398*$L1057,$BU$8*$W1057),0)","v":0},0,0,0,0,0,0,0,0,{"$f":"+IF(M1057=3,IF(O1057<Summary!F$383,Summary!J$406*L1057,CD$8*W1057),0)","v":4800},0,0,0,0,0,0,0,0,0,0,0,0,0,0,80,0,432,512,0,{"$error":"#DIV/0!"},{"$f":"+IF(#REF!=0,0,(#REF!-#REF!)/#REF!)","v":{"$error":"#REF!"}}]
[209,{"$f":"+SettlementAcons!L210","v":0},{"$f":"+SettlementAcons!B210","v":0},{"$f":"+SettlementAcons!J210","v":0},{"$f":"+SettlementAcons!K210","v":0},"",0,{"$f":"+SettlementAcons!N210/1000","v":0},150,"default",1,1,3,0,0,null,{"$f":"+SettlementAcons!W210","v":0},{"$error":"#DIV/0!"},{"$error":"#DIV/0!"},{"$error":"#DIV/0!"},{"$error":"#DIV/0!"},{"$error":"#DIV/0!"},{"$error":"#DIV/0!"},{"$f":"IF(L1058=0,\"\",VLOOKUP($R1058/1000,Networkdesign!$R$4:$T$17,3))","v":{"$error":"#DIV/0!"}},{"$f":"IF(L1058=0,0,VLOOKUP($S1058/L1058/1000,Networkdesign!$R$4:$U$17,4))","v":{"$error":"#DIV/0!"}},{"$error":"#DIV/0!"},{"$error":"#DIV/0!"},{"$error":"#DIV/0!"},{"$error":"#DIV/0!"},{"$error":"#DIV/0!"},{"$error":"#DIV/0!"},{"$error":"#DIV/0!"},{"$f":"+(Z1058*Networkdesign!O$6+AA1058*Networkdesign!O$8+AB1058*Networkdesign!O$9+AC1058*Networkdesign!O$10+AD1058*Networkdesign!O$11+AE1058*Networkdesign!O$12)/1000","v":{"$error":"#DIV/0!"}},{"$f":"+(Z1058*Network!G$76+AA1058*Network!I$76+AB1058*Network!J$76+AC1058*Network!K$76+AD1058*Network!L$76+AE1058*Network!M$76)","v":{"$error":"#DIV/0!"}},0,0,0,0,0,0,0,0,0,100,0,100,0,50,0,{"$error":"#DIV/0!"},{"$error":"#DIV/0!"},0,{"$f":"IF(M1058>1,0,BA$8*$W1058+S1058*Summary!J$391)","v":0},0,0,0,0,0,0,0,0,0,0,0,0,0,0,0,0,{"$f":"Summary!J$83*(+BA1058)","v":0},0,0,{"$f":"+IF($M1058=2,IF($O1058<Summary!$F$383,Summary!$J$398*$L1058,$BU$8*$W1058),0)","v":0},0,0,0,0,0,0,0,0,{"$f":"+IF(M1058=3,IF(O1058<Summary!F$383,Summary!J$406*L1058,CD$8*W1058),0)","v":4800},0,0,0,0,0,0,0,0,0,0,0,0,0,0,80,0,432,512,0,{"$error":"#DIV/0!"},{"$f":"+IF(#REF!=0,0,(#REF!-#REF!)/#REF!)","v":{"$error":"#REF!"}}]
[214,{"$f":"+SettlementAcons!L215","v":0},{"$f":"+SettlementAcons!B215","v":0},{"$f":"+SettlementAcons!J215","v":0},{"$f":"+SettlementAcons!K215","v":0},"",0,{"$f":"+SettlementAcons!N215/1000","v":0},150,"default",1,1,3,0,0,null,{"$f":"+SettlementAcons!W215","v":0},{"$error":"#DIV/0!"},{"$error":"#DIV/0!"},{"$error":"#DIV/0!"},{"$error":"#DIV/0!"},{"$error":"#DIV/0!"},{"$error":"#DIV/0!"},{"$f":"IF(L1063=0,\"\",VLOOKUP($R1063/1000,Networkdesign!$R$4:$T$17,3))","v":{"$error":"#DIV/0!"}},{"$f":"IF(L1063=0,0,VLOOKUP($S1063/L1063/1000,Networkdesign!$R$4:$U$17,4))","v":{"$error":"#DIV/0!"}},{"$error":"#DIV/0!"},{"$error":"#DIV/0!"},{"$error":"#DIV/0!"},{"$error":"#DIV/0!"},{"$error":"#DIV/0!"},{"$error":"#DIV/0!"},{"$error":"#DIV/0!"},{"$f":"+(Z1063*Networkdesign!O$6+AA1063*Networkdesign!O$8+AB1063*Networkdesign!O$9+AC1063*Networkdesign!O$10+AD1063*Networkdesign!O$11+AE1063*Networkdesign!O$12)/1000","v":{"$error":"#DIV/0!"}},{"$f":"+(Z1063*Network!G$76+AA1063*Network!I$76+AB1063*Network!J$76+AC1063*Network!K$76+AD1063*Network!L$76+AE1063*Network!M$76)","v":{"$error":"#DIV/0!"}},0,0,0,0,0,0,0,0,0,100,0,100,0,50,0,{"$error":"#DIV/0!"},{"$error":"#DIV/0!"},0,{"$f":"IF(M1063>1,0,BA$8*$W1063+S1063*Summary!J$391)","v":0},0,0,0,0,0,0,0,0,0,0,0,0,0,0,0,0,{"$f":"Summary!J$83*(+BA1063)","v":0},0,0,{"$f":"+IF($M1063=2,IF($O1063<Summary!$F$383,Summary!$J$398*$L1063,$BU$8*$W1063),0)","v":0},0,0,0,0,0,0,0,0,{"$f":"+IF(M1063=3,IF(O1063<Summary!F$383,Summary!J$406*L1063,CD$8*W1063),0)","v":4800},0,0,0,0,0,0,0,0,0,0,0,0,0,0,80,0,432,512,0,{"$error":"#DIV/0!"},{"$f":"+IF(#REF!=0,0,(#REF!-#REF!)/#REF!)","v":{"$error":"#REF!"}}]
[219,{"$f":"+SettlementAcons!L220","v":0},{"$f":"+SettlementAcons!B220","v":0},{"$f":"+SettlementAcons!J220","v":0},{"$f":"+SettlementAcons!K220","v":0},"",0,{"$f":"+SettlementAcons!N220/1000","v":0},150,"default",1,1,3,0,0,null,{"$f":"+SettlementAcons!W220","v":0},{"$error":"#DIV/0!"},{"$error":"#DIV/0!"},{"$error":"#DIV/0!"},{"$error":"#DIV/0!"},{"$error":"#DIV/0!"},{"$error":"#DIV/0!"},{"$f":"IF(L1068=0,\"\",VLOOKUP($R1068/1000,Networkdesign!$R$4:$T$17,3))","v":{"$error":"#DIV/0!"}},{"$f":"IF(L1068=0,0,VLOOKUP($S1068/L1068/1000,Networkdesign!$R$4:$U$17,4))","v":{"$error":"#DIV/0!"}},{"$error":"#DIV/0!"},{"$error":"#DIV/0!"},{"$error":"#DIV/0!"},{"$error":"#DIV/0!"},{"$error":"#DIV/0!"},{"$error":"#DIV/0!"},{"$error":"#DIV/0!"},{"$f":"+(Z1068*Networkdesign!O$6+AA1068*Networkdesign!O$8+AB1068*Networkdesign!O$9+AC1068*Networkdesign!O$10+AD1068*Networkdesign!O$11+AE1068*Networkdesign!O$12)/1000","v":{"$error":"#DIV/0!"}},{"$f":"+(Z1068*Network!G$76+AA1068*Network!I$76+AB1068*Network!J$76+AC1068*Network!K$76+AD1068*Network!L$76+AE1068*Network!M$76)","v":{"$error":"#DIV/0!"}},0,0,0,0,0,0,0,0,0,100,0,100,0,50,0,{"$error":"#DIV/0!"},{"$error":"#DIV/0!"},0,{"$f":"IF(M1068>1,0,BA$8*$W1068+S1068*Summary!J$391)","v":0},0,0,0,0,0,0,0,0,0,0,0,0,0,0,0,0,{"$f":"Summary!J$83*(+BA1068)","v":0},0,0,{"$f":"+IF($M1068=2,IF($O1068<Summary!$F$383,Summary!$J$398*$L1068,$BU$8*$W1068),0)","v":0},0,0,0,0,0,0,0,0,{"$f":"+IF(M1068=3,IF(O1068<Summary!F$383,Summary!J$406*L1068,CD$8*W1068),0)","v":4800},0,0,0,0,0,0,0,0,0,0,0,0,0,0,80,0,432,512,0,{"$error":"#DIV/0!"},{"$f":"+IF(#REF!=0,0,(#REF!-#REF!)/#REF!)","v":{"$error":"#REF!"}}]
[224,{"$f":"+SettlementAcons!L225","v":0},{"$f":"+SettlementAcons!B225","v":0},{"$f":"+SettlementAcons!J225","v":0},{"$f":"+SettlementAcons!K225","v":0},"",0,{"$f":"+SettlementAcons!N225/1000","v":0},150,"default",1,1,3,0,0,null,{"$f":"+SettlementAcons!W225","v":0},{"$error":"#DIV/0!"},{"$error":"#DIV/0!"},{"$error":"#DIV/0!"},{"$error":"#DIV/0!"},{"$error":"#DIV/0!"},{"$error":"#DIV/0!"},{"$f":"IF(L1073=0,\"\",VLOOKUP($R1073/1000,Networkdesign!$R$4:$T$17,3))","v":{"$error":"#DIV/0!"}},{"$f":"IF(L1073=0,0,VLOOKUP($S1073/L1073/1000,Networkdesign!$R$4:$U$17,4))","v":{"$error":"#DIV/0!"}},{"$error":"#DIV/0!"},{"$error":"#DIV/0!"},{"$error":"#DIV/0!"},{"$error":"#DIV/0!"},{"$error":"#DIV/0!"},{"$error":"#DIV/0!"},{"$error":"#DIV/0!"},{"$f":"+(Z1073*Networkdesign!O$6+AA1073*Networkdesign!O$8+AB1073*Networkdesign!O$9+AC1073*Networkdesign!O$10+AD1073*Networkdesign!O$11+AE1073*Networkdesign!O$12)/1000","v":{"$error":"#DIV/0!"}},{"$f":"+(Z1073*Network!G$76+AA1073*Network!I$76+AB1073*Network!J$76+AC1073*Network!K$76+AD1073*Network!L$76+AE1073*Network!M$76)","v":{"$error":"#DIV/0!"}},0,0,0,0,0,0,0,0,0,100,0,100,0,50,0,{"$error":"#DIV/0!"},{"$error":"#DIV/0!"},0,{"$f":"IF(M1073>1,0,BA$8*$W1073+S1073*Summary!J$391)","v":0},0,0,0,0,0,0,0,0,0,0,0,0,0,0,0,0,{"$f":"Summary!J$83*(+BA1073)","v":0},0,0,{"$f":"+IF($M1073=2,IF($O1073<Summary!$F$383,Summary!$J$398*$L1073,$BU$8*$W1073),0)","v":0},0,0,0,0,0,0,0,0,{"$f":"+IF(M1073=3,IF(O1073<Summary!F$383,Summary!J$406*L1073,CD$8*W1073),0)","v":4800},0,0,0,0,0,0,0,0,0,0,0,0,0,0,80,0,432,512,0,{"$error":"#DIV/0!"},{"$f":"+IF(#REF!=0,0,(#REF!-#REF!)/#REF!)","v":{"$error":"#REF!"}}]
[227,{"$f":"+SettlementAcons!L228","v":0},{"$f":"+SettlementAcons!B228","v":0},{"$f":"+SettlementAcons!J228","v":0},{"$f":"+SettlementAcons!K228","v":0},"",0,{"$f":"+SettlementAcons!N228/1000","v":0},150,"default",1,1,3,0,0,null,{"$f":"+SettlementAcons!W228","v":0},{"$error":"#DIV/0!"},{"$error":"#DIV/0!"},{"$error":"#DIV/0!"},{"$error":"#DIV/0!"},{"$error":"#DIV/0!"},{"$error":"#DIV/0!"},{"$f":"IF(L1076=0,\"\",VLOOKUP($R1076/1000,Networkdesign!$R$4:$T$17,3))","v":{"$error":"#DIV/0!"}},{"$f":"IF(L1076=0,0,VLOOKUP($S1076/L1076/1000,Networkdesign!$R$4:$U$17,4))","v":{"$error":"#DIV/0!"}},{"$error":"#DIV/0!"},{"$error":"#DIV/0!"},{"$error":"#DIV/0!"},{"$error":"#DIV/0!"},{"$error":"#DIV/0!"},{"$error":"#DIV/0!"},{"$error":"#DIV/0!"},{"$f":"+(Z1076*Networkdesign!O$6+AA1076*Networkdesign!O$8+AB1076*Networkdesign!O$9+AC1076*Networkdesign!O$10+AD1076*Networkdesign!O$11+AE1076*Networkdesign!O$12)/1000","v":{"$error":"#DIV/0!"}},{"$f":"+(Z1076*Network!G$76+AA1076*Network!I$76+AB1076*Network!J$76+AC1076*Network!K$76+AD1076*Network!L$76+AE1076*Network!M$76)","v":{"$error":"#DIV/0!"}},0,0,0,0,0,0,0,0,0,100,0,100,0,50,0,{"$error":"#DIV/0!"},{"$error":"#DIV/0!"},0,{"$f":"IF(M1076>1,0,BA$8*$W1076+S1076*Summary!J$391)","v":0},0,0,0,0,0,0,0,0,0,0,0,0,0,0,0,0,{"$f":"Summary!J$83*(+BA1076)","v":0},0,0,{"$f":"+IF($M1076=2,IF($O1076<Summary!$F$383,Summary!$J$398*$L1076,$BU$8*$W1076),0)","v":0},0,0,0,0,0,0,0,0,{"$f":"+IF(M1076=3,IF(O1076<Summary!F$383,Summary!J$406*L1076,CD$8*W1076),0)","v":4800},0,0,0,0,0,0,0,0,0,0,0,0,0,0,80,0,432,512,0,{"$error":"#DIV/0!"},{"$f":"+IF(#REF!=0,0,(#REF!-#REF!)/#REF!)","v":{"$error":"#REF!"}}]
[229,{"$f":"+SettlementAcons!L230","v":0},{"$f":"+SettlementAcons!B230","v":0},{"$f":"+SettlementAcons!J230","v":0},{"$f":"+SettlementAcons!K230","v":0},"",0,{"$f":"+SettlementAcons!N230/1000","v":0},150,"default",1,1,3,0,0,null,{"$f":"+SettlementAcons!W230","v":0},{"$error":"#DIV/0!"},{"$error":"#DIV/0!"},{"$error":"#DIV/0!"},{"$error":"#DIV/0!"},{"$error":"#DIV/0!"},{"$error":"#DIV/0!"},{"$f":"IF(L1078=0,\"\",VLOOKUP($R1078/1000,Networkdesign!$R$4:$T$17,3))","v":{"$error":"#DIV/0!"}},{"$f":"IF(L1078=0,0,VLOOKUP($S1078/L1078/1000,Networkdesign!$R$4:$U$17,4))","v":{"$error":"#DIV/0!"}},{"$error":"#DIV/0!"},{"$error":"#DIV/0!"},{"$error":"#DIV/0!"},{"$error":"#DIV/0!"},{"$error":"#DIV/0!"},{"$error":"#DIV/0!"},{"$error":"#DIV/0!"},{"$f":"+(Z1078*Networkdesign!O$6+AA1078*Networkdesign!O$8+AB1078*Networkdesign!O$9+AC1078*Networkdesign!O$10+AD1078*Networkdesign!O$11+AE1078*Networkdesign!O$12)/1000","v":{"$error":"#DIV/0!"}},{"$f":"+(Z1078*Network!G$76+AA1078*Network!I$76+AB1078*Network!J$76+AC1078*Network!K$76+AD1078*Network!L$76+AE1078*Network!M$76)","v":{"$error":"#DIV/0!"}},0,0,0,0,0,0,0,0,0,100,0,100,0,50,0,{"$error":"#DIV/0!"},{"$error":"#DIV/0!"},0,{"$f":"IF(M1078>1,0,BA$8*$W1078+S1078*Summary!J$391)","v":0},0,0,0,0,0,0,0,0,0,0,0,0,0,0,0,0,{"$f":"Summary!J$83*(+BA1078)","v":0},0,0,{"$f":"+IF($M1078=2,IF($O1078<Summary!$F$383,Summary!$J$398*$L1078,$BU$8*$W1078),0)","v":0},0,0,0,0,0,0,0,0,{"$f":"+IF(M1078=3,IF(O1078<Summary!F$383,Summary!J$406*L1078,CD$8*W1078),0)","v":4800},0,0,0,0,0,0,0,0,0,0,0,0,0,0,80,0,432,512,0,{"$error":"#DIV/0!"},{"$f":"+IF(#REF!=0,0,(#REF!-#REF!)/#REF!)","v":{"$error":"#REF!"}}]
[234,{"$f":"+SettlementAcons!L235","v":0},{"$f":"+SettlementAcons!B235","v":0},{"$f":"+SettlementAcons!J235","v":0},{"$f":"+SettlementAcons!K235","v":0},"",0,{"$f":"+SettlementAcons!N235/1000","v":0},150,"default",1,1,3,0,0,null,{"$f":"+SettlementAcons!W235","v":0},{"$error":"#DIV/0!"},{"$error":"#DIV/0!"},{"$error":"#DIV/0!"},{"$error":"#DIV/0!"},{"$error":"#DIV/0!"},{"$error":"#DIV/0!"},{"$f":"IF(L1083=0,\"\",VLOOKUP($R1083/1000,Networkdesign!$R$4:$T$17,3))","v":{"$error":"#DIV/0!"}},{"$f":"IF(L1083=0,0,VLOOKUP($S1083/L1083/1000,Networkdesign!$R$4:$U$17,4))","v":{"$error":"#DIV/0!"}},{"$error":"#DIV/0!"},{"$error":"#DIV/0!"},{"$error":"#DIV/0!"},{"$error":"#DIV/0!"},{"$error":"#DIV/0!"},{"$error":"#DIV/0!"},{"$error":"#DIV/0!"},{"$f":"+(Z1083*Networkdesign!O$6+AA1083*Networkdesign!O$8+AB1083*Networkdesign!O$9+AC1083*Networkdesign!O$10+AD1083*Networkdesign!O$11+AE1083*Networkdesign!O$12)/1000","v":{"$error":"#DIV/0!"}},{"$f":"+(Z1083*Network!G$76+AA1083*Network!I$76+AB1083*Network!J$76+AC1083*Network!K$76+AD1083*Network!L$76+AE1083*Network!M$76)","v":{"$error":"#DIV/0!"}},0,0,0,0,0,0,0,0,0,100,0,100,0,50,0,{"$error":"#DIV/0!"},{"$error":"#DIV/0!"},0,{"$f":"IF(M1083>1,0,BA$8*$W1083+S1083*Summary!J$391)","v":0},0,0,0,0,0,0,0,0,0,0,0,0,0,0,0,0,{"$f":"Summary!J$83*(+BA1083)","v":0},0,0,{"$f":"+IF($M1083=2,IF($O1083<Summary!$F$383,Summary!$J$398*$L1083,$BU$8*$W1083),0)","v":0},0,0,0,0,0,0,0,0,{"$f":"+IF(M1083=3,IF(O1083<Summary!F$383,Summary!J$406*L1083,CD$8*W1083),0)","v":4800},0,0,0,0,0,0,0,0,0,0,0,0,0,0,80,0,432,512,0,{"$error":"#DIV/0!"},{"$f":"+IF(#REF!=0,0,(#REF!-#REF!)/#REF!)","v":{"$error":"#REF!"}}]
[239,{"$f":"+SettlementAcons!L240","v":0},{"$f":"+SettlementAcons!B240","v":0},{"$f":"+SettlementAcons!J240","v":0},{"$f":"+SettlementAcons!K240","v":0},"",0,{"$f":"+SettlementAcons!N240/1000","v":0},150,"default",1,1,3,0,0,null,{"$f":"+SettlementAcons!W240","v":0},{"$error":"#DIV/0!"},{"$error":"#DIV/0!"},{"$error":"#DIV/0!"},{"$error":"#DIV/0!"},{"$error":"#DIV/0!"},{"$error":"#DIV/0!"},{"$f":"IF(L1088=0,\"\",VLOOKUP($R1088/1000,Networkdesign!$R$4:$T$17,3))","v":{"$error":"#DIV/0!"}},{"$f":"IF(L1088=0,0,VLOOKUP($S1088/L1088/1000,Networkdesign!$R$4:$U$17,4))","v":{"$error":"#DIV/0!"}},{"$error":"#DIV/0!"},{"$error":"#DIV/0!"},{"$error":"#DIV/0!"},{"$error":"#DIV/0!"},{"$error":"#DIV/0!"},{"$error":"#DIV/0!"},{"$error":"#DIV/0!"},{"$f":"+(Z1088*Networkdesign!O$6+AA1088*Networkdesign!O$8+AB1088*Networkdesign!O$9+AC1088*Networkdesign!O$10+AD1088*Networkdesign!O$11+AE1088*Networkdesign!O$12)/1000","v":{"$error":"#DIV/0!"}},{"$f":"+(Z1088*Network!G$76+AA1088*Network!I$76+AB1088*Network!J$76+AC1088*Network!K$76+AD1088*Network!L$76+AE1088*Network!M$76)","v":{"$error":"#DIV/0!"}},0,0,0,0,0,0,0,0,0,100,0,100,0,50,0,{"$error":"#DIV/0!"},{"$error":"#DIV/0!"},0,{"$f":"IF(M1088>1,0,BA$8*$W1088+S1088*Summary!J$391)","v":0},0,0,0,0,0,0,0,0,0,0,0,0,0,0,0,0,{"$f":"Summary!J$83*(+BA1088)","v":0},0,0,{"$f":"+IF($M1088=2,IF($O1088<Summary!$F$383,Summary!$J$398*$L1088,$BU$8*$W1088),0)","v":0},0,0,0,0,0,0,0,0,{"$f":"+IF(M1088=3,IF(O1088<Summary!F$383,Summary!J$406*L1088,CD$8*W1088),0)","v":4800},0,0,0,0,0,0,0,0,0,0,0,0,0,0,80,0,432,512,0,{"$error":"#DIV/0!"},{"$f":"+IF(#REF!=0,0,(#REF!-#REF!)/#REF!)","v":{"$error":"#REF!"}}]
[240,{"$f":"+SettlementAcons!L241","v":0},{"$f":"+SettlementAcons!B241","v":0},{"$f":"+SettlementAcons!J241","v":0},{"$f":"+SettlementAcons!K241","v":0},"",0,{"$f":"+SettlementAcons!N241/1000","v":0},150,"default",1,1,3,0,0,null,{"$f":"+SettlementAcons!W241","v":0},{"$error":"#DIV/0!"},{"$error":"#DIV/0!"},{"$error":"#DIV/0!"},{"$error":"#DIV/0!"},{"$error":"#DIV/0!"},{"$error":"#DIV/0!"},{"$f":"IF(L1089=0,\"\",VLOOKUP($R1089/1000,Networkdesign!$R$4:$T$17,3))","v":{"$error":"#DIV/0!"}},{"$f":"IF(L1089=0,0,VLOOKUP($S1089/L1089/1000,Networkdesign!$R$4:$U$17,4))","v":{"$error":"#DIV/0!"}},{"$error":"#DIV/0!"},{"$error":"#DIV/0!"},{"$error":"#DIV/0!"},{"$error":"#DIV/0!"},{"$error":"#DIV/0!"},{"$error":"#DIV/0!"},{"$error":"#DIV/0!"},{"$f":"+(Z1089*Networkdesign!O$6+AA1089*Networkdesign!O$8+AB1089*Networkdesign!O$9+AC1089*Networkdesign!O$10+AD1089*Networkdesign!O$11+AE1089*Networkdesign!O$12)/1000","v":{"$error":"#DIV/0!"}},{"$f":"+(Z1089*Network!G$76+AA1089*Network!I$76+AB1089*Network!J$76+AC1089*Network!K$76+AD1089*Network!L$76+AE1089*Network!M$76)","v":{"$error":"#DIV/0!"}},0,0,0,0,0,0,0,0,0,100,0,100,0,50,0,{"$error":"#DIV/0!"},{"$error":"#DIV/0!"},0,{"$f":"IF(M1089>1,0,BA$8*$W1089+S1089*Summary!J$391)","v":0},0,0,0,0,0,0,0,0,0,0,0,0,0,0,0,0,{"$f":"Summary!J$83*(+BA1089)","v":0},0,0,{"$f":"+IF($M1089=2,IF($O1089<Summary!$F$383,Summary!$J$398*$L1089,$BU$8*$W1089),0)","v":0},0,0,0,0,0,0,0,0,{"$f":"+IF(M1089=3,IF(O1089<Summary!F$383,Summary!J$406*L1089,CD$8*W1089),0)","v":4800},0,0,0,0,0,0,0,0,0,0,0,0,0,0,80,0,432,512,0,{"$error":"#DIV/0!"},{"$f":"+IF(#REF!=0,0,(#REF!-#REF!)/#REF!)","v":{"$error":"#REF!"}}]
[245,{"$f":"+SettlementAcons!L246","v":0},{"$f":"+SettlementAcons!B246","v":0},{"$f":"+SettlementAcons!J246","v":0},{"$f":"+SettlementAcons!K246","v":0},"",0,{"$f":"+SettlementAcons!N246/1000","v":0},150,"default",1,1,3,0,0,null,{"$f":"+SettlementAcons!W246","v":0},{"$error":"#DIV/0!"},{"$error":"#DIV/0!"},{"$error":"#DIV/0!"},{"$error":"#DIV/0!"},{"$error":"#DIV/0!"},{"$error":"#DIV/0!"},{"$f":"IF(L1094=0,\"\",VLOOKUP($R1094/1000,Networkdesign!$R$4:$T$17,3))","v":{"$error":"#DIV/0!"}},{"$f":"IF(L1094=0,0,VLOOKUP($S1094/L1094/1000,Networkdesign!$R$4:$U$17,4))","v":{"$error":"#DIV/0!"}},{"$error":"#DIV/0!"},{"$error":"#DIV/0!"},{"$error":"#DIV/0!"},{"$error":"#DIV/0!"},{"$error":"#DIV/0!"},{"$error":"#DIV/0!"},{"$error":"#DIV/0!"},{"$f":"+(Z1094*Networkdesign!O$6+AA1094*Networkdesign!O$8+AB1094*Networkdesign!O$9+AC1094*Networkdesign!O$10+AD1094*Networkdesign!O$11+AE1094*Networkdesign!O$12)/1000","v":{"$error":"#DIV/0!"}},{"$f":"+(Z1094*Network!G$76+AA1094*Network!I$76+AB1094*Network!J$76+AC1094*Network!K$76+AD1094*Network!L$76+AE1094*Network!M$76)","v":{"$error":"#DIV/0!"}},{"$f":"IF($L1094=0,0,IF($O1094/$L1094<AI$4,IF($O1094/$L1094<AI$3,0,$O1094/$L1094-AI$3),AI$4-AI$3)*$L1094)","v":0},0,0,0,0,0,0,0,0,100,0,100,0,50,0,{"$error":"#DIV/0!"},{"$error":"#DIV/0!"},0,{"$f":"IF(M1094>1,0,BA$8*$W1094+S1094*Summary!J$391)","v":0},0,0,0,0,0,0,0,0,0,0,0,0,0,0,0,0,{"$f":"Summary!J$83*(+BA1094)","v":0},0,0,{"$f":"+IF($M1094=2,IF($O1094<Summary!$F$383,Summary!$J$398*$L1094,$BU$8*$W1094),0)","v":0},0,0,0,0,0,0,0,0,{"$f":"+IF(M1094=3,IF(O1094<Summary!F$383,Summary!J$406*L1094,CD$8*W1094),0)","v":4800},0,0,0,0,0,0,0,0,0,0,0,0,0,0,80,0,432,512,0,{"$error":"#DIV/0!"},{"$f":"+IF(#REF!=0,0,(#REF!-#REF!)/#REF!)","v":{"$error":"#REF!"}}]
[249,{"$f":"+SettlementAcons!L250","v":0},{"$f":"+SettlementAcons!B250","v":0},{"$f":"+SettlementAcons!J250","v":0},{"$f":"+SettlementAcons!K250","v":0},"",0,{"$f":"+SettlementAcons!N250/1000","v":0},150,"default",1,1,3,0,0,null,{"$f":"+SettlementAcons!W250","v":0},{"$error":"#DIV/0!"},{"$error":"#DIV/0!"},{"$error":"#DIV/0!"},{"$error":"#DIV/0!"},{"$error":"#DIV/0!"},{"$error":"#DIV/0!"},{"$f":"IF(L1098=0,\"\",VLOOKUP($R1098/1000,Networkdesign!$R$4:$T$17,3))","v":{"$error":"#DIV/0!"}},{"$f":"IF(L1098=0,0,VLOOKUP($S1098/L1098/1000,Networkdesign!$R$4:$U$17,4))","v":{"$error":"#DIV/0!"}},{"$error":"#DIV/0!"},{"$error":"#DIV/0!"},{"$error":"#DIV/0!"},{"$error":"#DIV/0!"},{"$error":"#DIV/0!"},{"$error":"#DIV/0!"},{"$error":"#DIV/0!"},{"$f":"+(Z1098*Networkdesign!O$6+AA1098*Networkdesign!O$8+AB1098*Networkdesign!O$9+AC1098*Networkdesign!O$10+AD1098*Networkdesign!O$11+AE1098*Networkdesign!O$12)/1000","v":{"$error":"#DIV/0!"}},{"$f":"+(Z1098*Network!G$76+AA1098*Network!I$76+AB1098*Network!J$76+AC1098*Network!K$76+AD1098*Network!L$76+AE1098*Network!M$76)","v":{"$error":"#DIV/0!"}},0,0,0,0,0,0,0,0,0,100,0,100,0,50,0,{"$error":"#DIV/0!"},{"$error":"#DIV/0!"},0,{"$f":"IF(M1098>1,0,BA$8*$W1098+S1098*Summary!J$391)","v":0},0,0,0,0,0,0,0,0,0,0,0,0,0,0,0,0,{"$f":"Summary!J$83*(+BA1098)","v":0},0,0,{"$f":"+IF($M1098=2,IF($O1098<Summary!$F$383,Summary!$J$398*$L1098,$BU$8*$W1098),0)","v":0},0,0,0,0,0,0,0,0,{"$f":"+IF(M1098=3,IF(O1098<Summary!F$383,Summary!J$406*L1098,CD$8*W1098),0)","v":4800},0,0,0,0,0,0,0,0,0,0,0,0,0,0,80,0,432,512,0,{"$error":"#DIV/0!"},{"$f":"+IF(#REF!=0,0,(#REF!-#REF!)/#REF!)","v":{"$error":"#REF!"}}]
[254,{"$f":"+SettlementAcons!L255","v":0},{"$f":"+SettlementAcons!B255","v":0},{"$f":"+SettlementAcons!J255","v":0},{"$f":"+SettlementAcons!K255","v":0},"",0,{"$f":"+SettlementAcons!N255/1000","v":0},150,"default",1,1,3,0,0,null,{"$f":"+SettlementAcons!W255","v":0},{"$error":"#DIV/0!"},{"$error":"#DIV/0!"},{"$error":"#DIV/0!"},{"$error":"#DIV/0!"},{"$error":"#DIV/0!"},{"$error":"#DIV/0!"},{"$f":"IF(L1103=0,\"\",VLOOKUP($R1103/1000,Networkdesign!$R$4:$T$17,3))","v":{"$error":"#DIV/0!"}},{"$f":"IF(L1103=0,0,VLOOKUP($S1103/L1103/1000,Networkdesign!$R$4:$U$17,4))","v":{"$error":"#DIV/0!"}},{"$error":"#DIV/0!"},{"$error":"#DIV/0!"},{"$error":"#DIV/0!"},{"$error":"#DIV/0!"},{"$error":"#DIV/0!"},{"$error":"#DIV/0!"},{"$error":"#DIV/0!"},{"$f":"+(Z1103*Networkdesign!O$6+AA1103*Networkdesign!O$8+AB1103*Networkdesign!O$9+AC1103*Networkdesign!O$10+AD1103*Networkdesign!O$11+AE1103*Networkdesign!O$12)/1000","v":{"$error":"#DIV/0!"}},{"$f":"+(Z1103*Network!G$76+AA1103*Network!I$76+AB1103*Network!J$76+AC1103*Network!K$76+AD1103*Network!L$76+AE1103*Network!M$76)","v":{"$error":"#DIV/0!"}},0,0,0,0,0,0,0,0,0,100,0,100,0,50,0,{"$error":"#DIV/0!"},{"$error":"#DIV/0!"},0,{"$f":"IF(M1103>1,0,BA$8*$W1103+S1103*Summary!J$391)","v":0},0,0,0,0,0,0,0,0,0,0,0,0,0,0,0,0,{"$f":"Summary!J$83*(+BA1103)","v":0},0,0,{"$f":"+IF($M1103=2,IF($O1103<Summary!$F$383,Summary!$J$398*$L1103,$BU$8*$W1103),0)","v":0},0,0,0,0,0,0,0,0,{"$f":"+IF(M1103=3,IF(O1103<Summary!F$383,Summary!J$406*L1103,CD$8*W1103),0)","v":4800},0,0,0,0,0,0,0,0,0,0,0,0,0,0,80,0,432,512,0,{"$error":"#DIV/0!"},{"$f":"+IF(#REF!=0,0,(#REF!-#REF!)/#REF!)","v":{"$error":"#REF!"}}]
[255,{"$f":"+SettlementAcons!L256","v":0},{"$f":"+SettlementAcons!B256","v":0},{"$f":"+SettlementAcons!J256","v":0},{"$f":"+SettlementAcons!K256","v":0},"",0,{"$f":"+SettlementAcons!N256/1000","v":0},150,"default",1,1,3,0,0,null,{"$f":"+SettlementAcons!W256","v":0},{"$error":"#DIV/0!"},{"$error":"#DIV/0!"},{"$error":"#DIV/0!"},{"$error":"#DIV/0!"},{"$error":"#DIV/0!"},{"$error":"#DIV/0!"},{"$f":"IF(L1104=0,\"\",VLOOKUP($R1104/1000,Networkdesign!$R$4:$T$17,3))","v":{"$error":"#DIV/0!"}},{"$f":"IF(L1104=0,0,VLOOKUP($S1104/L1104/1000,Networkdesign!$R$4:$U$17,4))","v":{"$error":"#DIV/0!"}},{"$error":"#DIV/0!"},{"$error":"#DIV/0!"},{"$error":"#DIV/0!"},{"$error":"#DIV/0!"},{"$error":"#DIV/0!"},{"$error":"#DIV/0!"},{"$error":"#DIV/0!"},{"$f":"+(Z1104*Networkdesign!O$6+AA1104*Networkdesign!O$8+AB1104*Networkdesign!O$9+AC1104*Networkdesign!O$10+AD1104*Networkdesign!O$11+AE1104*Networkdesign!O$12)/1000","v":{"$error":"#DIV/0!"}},{"$f":"+(Z1104*Network!G$76+AA1104*Network!I$76+AB1104*Network!J$76+AC1104*Network!K$76+AD1104*Network!L$76+AE1104*Network!M$76)","v":{"$error":"#DIV/0!"}},0,0,0,0,0,0,0,0,0,100,0,100,0,50,0,{"$error":"#DIV/0!"},{"$error":"#DIV/0!"},0,{"$f":"IF(M1104>1,0,BA$8*$W1104+S1104*Summary!J$391)","v":0},0,0,0,0,0,0,0,0,0,0,0,0,0,0,0,0,{"$f":"Summary!J$83*(+BA1104)","v":0},0,0,{"$f":"+IF($M1104=2,IF($O1104<Summary!$F$383,Summary!$J$398*$L1104,$BU$8*$W1104),0)","v":0},0,0,0,0,0,0,0,0,{"$f":"+IF(M1104=3,IF(O1104<Summary!F$383,Summary!J$406*L1104,CD$8*W1104),0)","v":4800},0,0,0,0,0,0,0,0,0,0,0,0,0,0,80,0,432,512,0,{"$error":"#DIV/0!"},{"$f":"+IF(#REF!=0,0,(#REF!-#REF!)/#REF!)","v":{"$error":"#REF!"}}]
[260,{"$f":"+SettlementAcons!L261","v":0},{"$f":"+SettlementAcons!B261","v":0},{"$f":"+SettlementAcons!J261","v":0},{"$f":"+SettlementAcons!K261","v":0},"",0,{"$f":"+SettlementAcons!N261/1000","v":0},150,"default",1,1,3,0,0,null,{"$f":"+SettlementAcons!W261","v":0},{"$error":"#DIV/0!"},{"$error":"#DIV/0!"},{"$error":"#DIV/0!"},{"$error":"#DIV/0!"},{"$error":"#DIV/0!"},{"$error":"#DIV/0!"},{"$f":"IF(L1109=0,\"\",VLOOKUP($R1109/1000,Networkdesign!$R$4:$T$17,3))","v":{"$error":"#DIV/0!"}},{"$f":"IF(L1109=0,0,VLOOKUP($S1109/L1109/1000,Networkdesign!$R$4:$U$17,4))","v":{"$error":"#DIV/0!"}},{"$error":"#DIV/0!"},{"$error":"#DIV/0!"},{"$error":"#DIV/0!"},{"$error":"#DIV/0!"},{"$error":"#DIV/0!"},{"$error":"#DIV/0!"},{"$error":"#DIV/0!"},{"$f":"+(Z1109*Networkdesign!O$6+AA1109*Networkdesign!O$8+AB1109*Networkdesign!O$9+AC1109*Networkdesign!O$10+AD1109*Networkdesign!O$11+AE1109*Networkdesign!O$12)/1000","v":{"$error":"#DIV/0!"}},{"$f":"+(Z1109*Network!G$76+AA1109*Network!I$76+AB1109*Network!J$76+AC1109*Network!K$76+AD1109*Network!L$76+AE1109*Network!M$76)","v":{"$error":"#DIV/0!"}},0,0,0,0,0,0,0,0,0,100,0,100,0,50,0,{"$error":"#DIV/0!"},{"$error":"#DIV/0!"},0,{"$f":"IF(M1109>1,0,BA$8*$W1109+S1109*Summary!J$391)","v":0},0,0,0,0,0,0,0,0,0,0,0,0,0,0,0,0,{"$f":"Summary!J$83*(+BA1109)","v":0},0,0,{"$f":"+IF($M1109=2,IF($O1109<Summary!$F$383,Summary!$J$398*$L1109,$BU$8*$W1109),0)","v":0},0,0,0,0,0,0,0,0,{"$f":"+IF(M1109=3,IF(O1109<Summary!F$383,Summary!J$406*L1109,CD$8*W1109),0)","v":4800},0,0,0,0,0,0,0,0,0,0,0,0,0,0,80,0,432,512,0,{"$error":"#DIV/0!"},{"$f":"+IF(#REF!=0,0,(#REF!-#REF!)/#REF!)","v":{"$error":"#REF!"}}]
[265,{"$f":"+SettlementAcons!L266","v":0},{"$f":"+SettlementAcons!B266","v":0},{"$f":"+SettlementAcons!J266","v":0},{"$f":"+SettlementAcons!K266","v":0},"",0,{"$f":"+SettlementAcons!N266/1000","v":0},150,"default",1,1,3,0,0,null,{"$f":"+SettlementAcons!W266","v":0},{"$error":"#DIV/0!"},{"$error":"#DIV/0!"},{"$error":"#DIV/0!"},{"$error":"#DIV/0!"},{"$error":"#DIV/0!"},{"$error":"#DIV/0!"},{"$f":"IF(L1114=0,\"\",VLOOKUP($R1114/1000,Networkdesign!$R$4:$T$17,3))","v":{"$error":"#DIV/0!"}},{"$f":"IF(L1114=0,0,VLOOKUP($S1114/L1114/1000,Networkdesign!$R$4:$U$17,4))","v":{"$error":"#DIV/0!"}},{"$error":"#DIV/0!"},{"$error":"#DIV/0!"},{"$error":"#DIV/0!"},{"$error":"#DIV/0!"},{"$error":"#DIV/0!"},{"$error":"#DIV/0!"},{"$error":"#DIV/0!"},{"$f":"+(Z1114*Networkdesign!O$6+AA1114*Networkdesign!O$8+AB1114*Networkdesign!O$9+AC1114*Networkdesign!O$10+AD1114*Networkdesign!O$11+AE1114*Networkdesign!O$12)/1000","v":{"$error":"#DIV/0!"}},{"$f":"+(Z1114*Network!G$76+AA1114*Network!I$76+AB1114*Network!J$76+AC1114*Network!K$76+AD1114*Network!L$76+AE1114*Network!M$76)","v":{"$error":"#DIV/0!"}},0,0,0,0,0,0,0,0,0,100,0,100,0,50,0,{"$error":"#DIV/0!"},{"$error":"#DIV/0!"},0,{"$f":"IF(M1114>1,0,BA$8*$W1114+S1114*Summary!J$391)","v":0},0,0,0,0,0,0,0,0,0,0,0,0,0,0,0,0,{"$f":"Summary!J$83*(+BA1114)","v":0},0,0,{"$f":"+IF($M1114=2,IF($O1114<Summary!$F$383,Summary!$J$398*$L1114,$BU$8*$W1114),0)","v":0},0,0,0,0,0,0,0,0,{"$f":"+IF(M1114=3,IF(O1114<Summary!F$383,Summary!J$406*L1114,CD$8*W1114),0)","v":4800},0,0,0,0,0,0,0,0,0,0,0,0,0,0,80,0,432,512,0,{"$error":"#DIV/0!"},{"$f":"+IF(#REF!=0,0,(#REF!-#REF!)/#REF!)","v":{"$error":"#REF!"}}]
[267,{"$f":"+SettlementAcons!L268","v":0},{"$f":"+SettlementAcons!B268","v":0},{"$f":"+SettlementAcons!J268","v":0},{"$f":"+SettlementAcons!K268","v":0},"",0,{"$f":"+SettlementAcons!N268/1000","v":0},150,"default",1,1,3,0,0,null,{"$f":"+SettlementAcons!W268","v":0},{"$error":"#DIV/0!"},{"$error":"#DIV/0!"},{"$error":"#DIV/0!"},{"$error":"#DIV/0!"},{"$error":"#DIV/0!"},{"$error":"#DIV/0!"},{"$f":"IF(L1116=0,\"\",VLOOKUP($R1116/1000,Networkdesign!$R$4:$T$17,3))","v":{"$error":"#DIV/0!"}},{"$f":"IF(L1116=0,0,VLOOKUP($S1116/L1116/1000,Networkdesign!$R$4:$U$17,4))","v":{"$error":"#DIV/0!"}},{"$error":"#DIV/0!"},{"$error":"#DIV/0!"},{"$error":"#DIV/0!"},{"$error":"#DIV/0!"},{"$error":"#DIV/0!"},{"$error":"#DIV/0!"},{"$error":"#DIV/0!"},{"$f":"+(Z1116*Networkdesign!O$6+AA1116*Networkdesign!O$8+AB1116*Networkdesign!O$9+AC1116*Networkdesign!O$10+AD1116*Networkdesign!O$11+AE1116*Networkdesign!O$12)/1000","v":{"$error":"#DIV/0!"}},{"$f":"+(Z1116*Network!G$76+AA1116*Network!I$76+AB1116*Network!J$76+AC1116*Network!K$76+AD1116*Network!L$76+AE1116*Network!M$76)","v":{"$error":"#DIV/0!"}},0,0,0,0,0,0,0,0,0,100,0,100,0,50,0,{"$error":"#DIV/0!"},{"$error":"#DIV/0!"},0,{"$f":"IF(M1116>1,0,BA$8*$W1116+S1116*Summary!J$391)","v":0},0,0,0,0,0,0,0,0,0,0,0,0,0,0,0,0,{"$f":"Summary!J$83*(+BA1116)","v":0},0,0,{"$f":"+IF($M1116=2,IF($O1116<Summary!$F$383,Summary!$J$398*$L1116,$BU$8*$W1116),0)","v":0},0,0,0,0,0,0,0,0,{"$f":"+IF(M1116=3,IF(O1116<Summary!F$383,Summary!J$406*L1116,CD$8*W1116),0)","v":4800},0,0,0,0,0,0,0,0,0,0,0,0,0,0,80,0,432,512,0,{"$error":"#DIV/0!"},{"$f":"+IF(#REF!=0,0,(#REF!-#REF!)/#REF!)","v":{"$error":"#REF!"}}]
[270,{"$f":"+SettlementAcons!L271","v":0},{"$f":"+SettlementAcons!B271","v":0},{"$f":"+SettlementAcons!J271","v":0},{"$f":"+SettlementAcons!K271","v":0},"",0,{"$f":"+SettlementAcons!N271/1000","v":0},150,"default",1,1,3,0,0,null,{"$f":"+SettlementAcons!W271","v":0},{"$error":"#DIV/0!"},{"$error":"#DIV/0!"},{"$error":"#DIV/0!"},{"$error":"#DIV/0!"},{"$error":"#DIV/0!"},{"$error":"#DIV/0!"},{"$f":"IF(L1119=0,\"\",VLOOKUP($R1119/1000,Networkdesign!$R$4:$T$17,3))","v":{"$error":"#DIV/0!"}},{"$f":"IF(L1119=0,0,VLOOKUP($S1119/L1119/1000,Networkdesign!$R$4:$U$17,4))","v":{"$error":"#DIV/0!"}},{"$error":"#DIV/0!"},{"$error":"#DIV/0!"},{"$error":"#DIV/0!"},{"$error":"#DIV/0!"},{"$error":"#DIV/0!"},{"$error":"#DIV/0!"},{"$error":"#DIV/0!"},{"$f":"+(Z1119*Networkdesign!O$6+AA1119*Networkdesign!O$8+AB1119*Networkdesign!O$9+AC1119*Networkdesign!O$10+AD1119*Networkdesign!O$11+AE1119*Networkdesign!O$12)/1000","v":{"$error":"#DIV/0!"}},{"$f":"+(Z1119*Network!G$76+AA1119*Network!I$76+AB1119*Network!J$76+AC1119*Network!K$76+AD1119*Network!L$76+AE1119*Network!M$76)","v":{"$error":"#DIV/0!"}},0,0,0,0,0,0,0,0,0,100,0,100,0,50,0,{"$error":"#DIV/0!"},{"$error":"#DIV/0!"},0,{"$f":"IF(M1119>1,0,BA$8*$W1119+S1119*Summary!J$391)","v":0},0,0,0,0,0,0,0,0,0,0,0,0,0,0,0,0,{"$f":"Summary!J$83*(+BA1119)","v":0},0,0,{"$f":"+IF($M1119=2,IF($O1119<Summary!$F$383,Summary!$J$398*$L1119,$BU$8*$W1119),0)","v":0},0,0,0,0,0,0,0,0,{"$f":"+IF(M1119=3,IF(O1119<Summary!F$383,Summary!J$406*L1119,CD$8*W1119),0)","v":4800},0,0,0,0,0,0,0,0,0,0,0,0,0,0,80,0,432,512,0,{"$error":"#DIV/0!"},{"$f":"+IF(#REF!=0,0,(#REF!-#REF!)/#REF!)","v":{"$error":"#REF!"}}]
[275,{"$f":"+SettlementAcons!L276","v":0},{"$f":"+SettlementAcons!B276","v":0},{"$f":"+SettlementAcons!J276","v":0},{"$f":"+SettlementAcons!K276","v":0},"",0,{"$f":"+SettlementAcons!N276/1000","v":0},150,"default",1,1,3,0,0,null,{"$f":"+SettlementAcons!W276","v":0},{"$error":"#DIV/0!"},{"$error":"#DIV/0!"},{"$error":"#DIV/0!"},{"$error":"#DIV/0!"},{"$error":"#DIV/0!"},{"$error":"#DIV/0!"},{"$f":"IF(L1124=0,\"\",VLOOKUP($R1124/1000,Networkdesign!$R$4:$T$17,3))","v":{"$error":"#DIV/0!"}},{"$f":"IF(L1124=0,0,VLOOKUP($S1124/L1124/1000,Networkdesign!$R$4:$U$17,4))","v":{"$error":"#DIV/0!"}},{"$error":"#DIV/0!"},{"$error":"#DIV/0!"},{"$error":"#DIV/0!"},{"$error":"#DIV/0!"},{"$error":"#DIV/0!"},{"$error":"#DIV/0!"},{"$error":"#DIV/0!"},{"$f":"+(Z1124*Networkdesign!O$6+AA1124*Networkdesign!O$8+AB1124*Networkdesign!O$9+AC1124*Networkdesign!O$10+AD1124*Networkdesign!O$11+AE1124*Networkdesign!O$12)/1000","v":{"$error":"#DIV/0!"}},{"$f":"+(Z1124*Network!G$76+AA1124*Network!I$76+AB1124*Network!J$76+AC1124*Network!K$76+AD1124*Network!L$76+AE1124*Network!M$76)","v":{"$error":"#DIV/0!"}},0,0,0,0,0,0,0,0,0,100,0,100,0,50,0,{"$error":"#DIV/0!"},{"$error":"#DIV/0!"},0,{"$f":"IF(M1124>1,0,BA$8*$W1124+S1124*Summary!J$391)","v":0},0,0,0,0,0,0,0,0,0,0,0,0,0,0,0,0,{"$f":"Summary!J$83*(+BA1124)","v":0},0,0,{"$f":"+IF($M1124=2,IF($O1124<Summary!$F$383,Summary!$J$398*$L1124,$BU$8*$W1124),0)","v":0},0,0,0,0,0,0,0,0,{"$f":"+IF(M1124=3,IF(O1124<Summary!F$383,Summary!J$406*L1124,CD$8*W1124),0)","v":4800},0,0,0,0,0,0,0,0,0,0,0,0,0,0,80,0,432,512,0,{"$error":"#DIV/0!"},{"$f":"+IF(#REF!=0,0,(#REF!-#REF!)/#REF!)","v":{"$error":"#REF!"}}]
[280,{"$f":"+SettlementAcons!L281","v":0},{"$f":"+SettlementAcons!B281","v":0},{"$f":"+SettlementAcons!J281","v":0},{"$f":"+SettlementAcons!K281","v":0},"",0,{"$f":"+SettlementAcons!N281/1000","v":0},150,"default",1,1,3,0,0,null,{"$f":"+SettlementAcons!W281","v":0},{"$error":"#DIV/0!"},{"$error":"#DIV/0!"},{"$error":"#DIV/0!"},{"$error":"#DIV/0!"},{"$error":"#DIV/0!"},{"$error":"#DIV/0!"},{"$f":"IF(L1129=0,\"\",VLOOKUP($R1129/1000,Networkdesign!$R$4:$T$17,3))","v":{"$error":"#DIV/0!"}},{"$f":"IF(L1129=0,0,VLOOKUP($S1129/L1129/1000,Networkdesign!$R$4:$U$17,4))","v":{"$error":"#DIV/0!"}},{"$error":"#DIV/0!"},{"$error":"#DIV/0!"},{"$error":"#DIV/0!"},{"$error":"#DIV/0!"},{"$error":"#DIV/0!"},{"$error":"#DIV/0!"},{"$error":"#DIV/0!"},{"$f":"+(Z1129*Networkdesign!O$6+AA1129*Networkdesign!O$8+AB1129*Networkdesign!O$9+AC1129*Networkdesign!O$10+AD1129*Networkdesign!O$11+AE1129*Networkdesign!O$12)/1000","v":{"$error":"#DIV/0!"}},{"$f":"+(Z1129*Network!G$76+AA1129*Network!I$76+AB1129*Network!J$76+AC1129*Network!K$76+AD1129*Network!L$76+AE1129*Network!M$76)","v":{"$error":"#DIV/0!"}},0,0,0,0,0,0,0,0,0,100,0,100,0,50,0,{"$error":"#DIV/0!"},{"$error":"#DIV/0!"},0,{"$f":"IF(M1129>1,0,BA$8*$W1129+S1129*Summary!J$391)","v":0},0,0,0,0,0,0,0,0,0,0,0,0,0,0,0,0,{"$f":"Summary!J$83*(+BA1129)","v":0},0,0,{"$f":"+IF($M1129=2,IF($O1129<Summary!$F$383,Summary!$J$398*$L1129,$BU$8*$W1129),0)","v":0},0,0,0,0,0,0,0,0,{"$f":"+IF(M1129=3,IF(O1129<Summary!F$383,Summary!J$406*L1129,CD$8*W1129),0)","v":4800},0,0,0,0,0,0,0,0,0,0,0,0,0,0,80,0,432,512,0,{"$error":"#DIV/0!"},{"$f":"+IF(#REF!=0,0,(#REF!-#REF!)/#REF!)","v":{"$error":"#REF!"}}]
[285,{"$f":"+SettlementAcons!L286","v":0},{"$f":"+SettlementAcons!B286","v":0},{"$f":"+SettlementAcons!J286","v":0},{"$f":"+SettlementAcons!K286","v":0},"",0,{"$f":"+SettlementAcons!N286/1000","v":0},150,"default",1,1,3,0,0,null,{"$f":"+SettlementAcons!W286","v":0},{"$error":"#DIV/0!"},{"$error":"#DIV/0!"},{"$error":"#DIV/0!"},{"$error":"#DIV/0!"},{"$error":"#DIV/0!"},{"$error":"#DIV/0!"},{"$f":"IF(L1134=0,\"\",VLOOKUP($R1134/1000,Networkdesign!$R$4:$T$17,3))","v":{"$error":"#DIV/0!"}},{"$f":"IF(L1134=0,0,VLOOKUP($S1134/L1134/1000,Networkdesign!$R$4:$U$17,4))","v":{"$error":"#DIV/0!"}},{"$error":"#DIV/0!"},{"$error":"#DIV/0!"},{"$error":"#DIV/0!"},{"$error":"#DIV/0!"},{"$error":"#DIV/0!"},{"$error":"#DIV/0!"},{"$error":"#DIV/0!"},{"$f":"+(Z1134*Networkdesign!O$6+AA1134*Networkdesign!O$8+AB1134*Networkdesign!O$9+AC1134*Networkdesign!O$10+AD1134*Networkdesign!O$11+AE1134*Networkdesign!O$12)/1000","v":{"$error":"#DIV/0!"}},{"$f":"+(Z1134*Network!G$76+AA1134*Network!I$76+AB1134*Network!J$76+AC1134*Network!K$76+AD1134*Network!L$76+AE1134*Network!M$76)","v":{"$error":"#DIV/0!"}},0,0,0,0,0,0,0,0,0,100,0,100,0,50,0,{"$error":"#DIV/0!"},{"$error":"#DIV/0!"},0,{"$f":"IF(M1134>1,0,BA$8*$W1134+S1134*Summary!J$391)","v":0},0,0,0,0,0,0,0,0,0,0,0,0,0,0,0,0,{"$f":"Summary!J$83*(+BA1134)","v":0},0,0,{"$f":"+IF($M1134=2,IF($O1134<Summary!$F$383,Summary!$J$398*$L1134,$BU$8*$W1134),0)","v":0},0,0,0,0,0,0,0,0,{"$f":"+IF(M1134=3,IF(O1134<Summary!F$383,Summary!J$406*L1134,CD$8*W1134),0)","v":4800},0,0,0,0,0,0,0,0,0,0,0,0,0,0,80,0,432,512,0,{"$error":"#DIV/0!"},{"$f":"+IF(#REF!=0,0,(#REF!-#REF!)/#REF!)","v":{"$error":"#REF!"}}]
[286,{"$f":"+SettlementAcons!L287","v":0},{"$f":"+SettlementAcons!B287","v":0},{"$f":"+SettlementAcons!J287","v":0},{"$f":"+SettlementAcons!K287","v":0},"",0,{"$f":"+SettlementAcons!N287/1000","v":0},150,"default",1,1,3,0,0,null,{"$f":"+SettlementAcons!W287","v":0},{"$error":"#DIV/0!"},{"$error":"#DIV/0!"},{"$error":"#DIV/0!"},{"$error":"#DIV/0!"},{"$error":"#DIV/0!"},{"$error":"#DIV/0!"},{"$f":"IF(L1135=0,\"\",VLOOKUP($R1135/1000,Networkdesign!$R$4:$T$17,3))","v":{"$error":"#DIV/0!"}},{"$f":"IF(L1135=0,0,VLOOKUP($S1135/L1135/1000,Networkdesign!$R$4:$U$17,4))","v":{"$error":"#DIV/0!"}},{"$error":"#DIV/0!"},{"$error":"#DIV/0!"},{"$error":"#DIV/0!"},{"$error":"#DIV/0!"},{"$error":"#DIV/0!"},{"$error":"#DIV/0!"},{"$error":"#DIV/0!"},{"$f":"+(Z1135*Networkdesign!O$6+AA1135*Networkdesign!O$8+AB1135*Networkdesign!O$9+AC1135*Networkdesign!O$10+AD1135*Networkdesign!O$11+AE1135*Networkdesign!O$12)/1000","v":{"$error":"#DIV/0!"}},{"$f":"+(Z1135*Network!G$76+AA1135*Network!I$76+AB1135*Network!J$76+AC1135*Network!K$76+AD1135*Network!L$76+AE1135*Network!M$76)","v":{"$error":"#DIV/0!"}},0,0,0,0,0,0,0,0,0,100,0,100,0,50,0,{"$error":"#DIV/0!"},{"$error":"#DIV/0!"},0,{"$f":"IF(M1135>1,0,BA$8*$W1135+S1135*Summary!J$391)","v":0},0,0,0,0,0,0,0,0,0,0,0,0,0,0,0,0,{"$f":"Summary!J$83*(+BA1135)","v":0},0,0,{"$f":"+IF($M1135=2,IF($O1135<Summary!$F$383,Summary!$J$398*$L1135,$BU$8*$W1135),0)","v":0},0,0,0,0,0,0,0,0,{"$f":"+IF(M1135=3,IF(O1135<Summary!F$383,Summary!J$406*L1135,CD$8*W1135),0)","v":4800},0,0,0,0,0,0,0,0,0,0,0,0,0,0,80,0,432,512,0,{"$error":"#DIV/0!"},{"$f":"+IF(#REF!=0,0,(#REF!-#REF!)/#REF!)","v":{"$error":"#REF!"}}]
[292,{"$f":"+SettlementAcons!L293","v":0},{"$f":"+SettlementAcons!B293","v":0},{"$f":"+SettlementAcons!J293","v":0},{"$f":"+SettlementAcons!K293","v":0},"",0,{"$f":"+SettlementAcons!N293/1000","v":0},150,"default",1,1,3,0,0,null,{"$f":"+SettlementAcons!W293","v":0},{"$error":"#DIV/0!"},{"$error":"#DIV/0!"},{"$error":"#DIV/0!"},{"$error":"#DIV/0!"},{"$error":"#DIV/0!"},{"$error":"#DIV/0!"},{"$f":"IF(L1141=0,\"\",VLOOKUP($R1141/1000,Networkdesign!$R$4:$T$17,3))","v":{"$error":"#DIV/0!"}},{"$f":"IF(L1141=0,0,VLOOKUP($S1141/L1141/1000,Networkdesign!$R$4:$U$17,4))","v":{"$error":"#DIV/0!"}},{"$error":"#DIV/0!"},{"$error":"#DIV/0!"},{"$error":"#DIV/0!"},{"$error":"#DIV/0!"},{"$error":"#DIV/0!"},{"$error":"#DIV/0!"},{"$error":"#DIV/0!"},{"$f":"+(Z1141*Networkdesign!O$6+AA1141*Networkdesign!O$8+AB1141*Networkdesign!O$9+AC1141*Networkdesign!O$10+AD1141*Networkdesign!O$11+AE1141*Networkdesign!O$12)/1000","v":{"$error":"#DIV/0!"}},{"$f":"+(Z1141*Network!G$76+AA1141*Network!I$76+AB1141*Network!J$76+AC1141*Network!K$76+AD1141*Network!L$76+AE1141*Network!M$76)","v":{"$error":"#DIV/0!"}},0,0,0,0,0,0,0,0,0,100,0,100,0,50,0,{"$error":"#DIV/0!"},{"$error":"#DIV/0!"},0,{"$f":"IF(M1141>1,0,BA$8*$W1141+S1141*Summary!J$391)","v":0},0,0,0,0,0,0,0,0,0,0,0,0,0,0,0,0,{"$f":"Summary!J$83*(+BA1141)","v":0},0,0,{"$f":"+IF($M1141=2,IF($O1141<Summary!$F$383,Summary!$J$398*$L1141,$BU$8*$W1141),0)","v":0},0,0,0,0,0,0,0,0,{"$f":"+IF(M1141=3,IF(O1141<Summary!F$383,Summary!J$406*L1141,CD$8*W1141),0)","v":4800},0,0,0,0,0,0,0,0,0,0,0,0,0,0,80,0,432,512,0,{"$error":"#DIV/0!"},{"$f":"+IF(#REF!=0,0,(#REF!-#REF!)/#REF!)","v":{"$error":"#REF!"}}]
[295,{"$f":"+SettlementAcons!L296","v":0},{"$f":"+SettlementAcons!B296","v":0},{"$f":"+SettlementAcons!J296","v":0},{"$f":"+SettlementAcons!K296","v":0},"",0,{"$f":"+SettlementAcons!N296/1000","v":0},150,"default",1,1,3,0,0,null,{"$f":"+SettlementAcons!W296","v":0},{"$error":"#DIV/0!"},{"$error":"#DIV/0!"},{"$error":"#DIV/0!"},{"$error":"#DIV/0!"},{"$error":"#DIV/0!"},{"$error":"#DIV/0!"},{"$f":"IF(L1144=0,\"\",VLOOKUP($R1144/1000,Networkdesign!$R$4:$T$17,3))","v":{"$error":"#DIV/0!"}},{"$f":"IF(L1144=0,0,VLOOKUP($S1144/L1144/1000,Networkdesign!$R$4:$U$17,4))","v":{"$error":"#DIV/0!"}},{"$error":"#DIV/0!"},{"$error":"#DIV/0!"},{"$error":"#DIV/0!"},{"$error":"#DIV/0!"},{"$error":"#DIV/0!"},{"$error":"#DIV/0!"},{"$error":"#DIV/0!"},{"$f":"+(Z1144*Networkdesign!O$6+AA1144*Networkdesign!O$8+AB1144*Networkdesign!O$9+AC1144*Networkdesign!O$10+AD1144*Networkdesign!O$11+AE1144*Networkdesign!O$12)/1000","v":{"$error":"#DIV/0!"}},{"$f":"+(Z1144*Network!G$76+AA1144*Network!I$76+AB1144*Network!J$76+AC1144*Network!K$76+AD1144*Network!L$76+AE1144*Network!M$76)","v":{"$error":"#DIV/0!"}},0,0,0,0,0,0,0,0,0,100,0,100,0,50,0,{"$error":"#DIV/0!"},{"$error":"#DIV/0!"},0,{"$f":"IF(M1144>1,0,BA$8*$W1144+S1144*Summary!J$391)","v":0},0,0,0,0,0,0,0,0,0,0,0,0,0,0,0,0,{"$f":"Summary!J$83*(+BA1144)","v":0},0,0,{"$f":"+IF($M1144=2,IF($O1144<Summary!$F$383,Summary!$J$398*$L1144,$BU$8*$W1144),0)","v":0},0,0,0,0,0,0,0,0,{"$f":"+IF(M1144=3,IF(O1144<Summary!F$383,Summary!J$406*L1144,CD$8*W1144),0)","v":4800},0,0,0,0,0,0,0,0,0,0,0,0,0,0,80,0,432,512,0,{"$error":"#DIV/0!"},{"$f":"+IF(#REF!=0,0,(#REF!-#REF!)/#REF!)","v":{"$error":"#REF!"}}]
[300,{"$f":"+SettlementAcons!L301","v":0},{"$f":"+SettlementAcons!B301","v":0},{"$f":"+SettlementAcons!J301","v":0},{"$f":"+SettlementAcons!K301","v":0},"",0,{"$f":"+SettlementAcons!N301/1000","v":0},150,"default",1,1,3,0,0,null,{"$f":"+SettlementAcons!W301","v":0},{"$error":"#DIV/0!"},{"$error":"#DIV/0!"},{"$error":"#DIV/0!"},{"$error":"#DIV/0!"},{"$error":"#DIV/0!"},{"$error":"#DIV/0!"},{"$f":"IF(L1149=0,\"\",VLOOKUP($R1149/1000,Networkdesign!$R$4:$T$17,3))","v":{"$error":"#DIV/0!"}},{"$f":"IF(L1149=0,0,VLOOKUP($S1149/L1149/1000,Networkdesign!$R$4:$U$17,4))","v":{"$error":"#DIV/0!"}},{"$error":"#DIV/0!"},{"$error":"#DIV/0!"},{"$error":"#DIV/0!"},{"$error":"#DIV/0!"},{"$error":"#DIV/0!"},{"$error":"#DIV/0!"},{"$error":"#DIV/0!"},{"$f":"+(Z1149*Networkdesign!O$6+AA1149*Networkdesign!O$8+AB1149*Networkdesign!O$9+AC1149*Networkdesign!O$10+AD1149*Networkdesign!O$11+AE1149*Networkdesign!O$12)/1000","v":{"$error":"#DIV/0!"}},{"$f":"+(Z1149*Network!G$76+AA1149*Network!I$76+AB1149*Network!J$76+AC1149*Network!K$76+AD1149*Network!L$76+AE1149*Network!M$76)","v":{"$error":"#DIV/0!"}},0,0,0,0,0,0,0,0,0,100,0,100,0,50,0,{"$error":"#DIV/0!"},{"$error":"#DIV/0!"},0,{"$f":"IF(M1149>1,0,BA$8*$W1149+S1149*Summary!J$391)","v":0},0,0,0,0,0,0,0,0,0,0,0,0,0,0,0,0,{"$f":"Summary!J$83*(+BA1149)","v":0},0,0,{"$f":"+IF($M1149=2,IF($O1149<Summary!$F$383,Summary!$J$398*$L1149,$BU$8*$W1149),0)","v":0},0,0,0,0,0,0,0,0,{"$f":"+IF(M1149=3,IF(O1149<Summary!F$383,Summary!J$406*L1149,CD$8*W1149),0)","v":4800},0,0,0,0,0,0,0,0,0,0,0,0,0,0,80,0,432,512,0,{"$error":"#DIV/0!"},{"$f":"+IF(#REF!=0,0,(#REF!-#REF!)/#REF!)","v":{"$error":"#REF!"}}]
[301,{"$f":"+SettlementAcons!L302","v":0},{"$f":"+SettlementAcons!B302","v":0},{"$f":"+SettlementAcons!J302","v":0},{"$f":"+SettlementAcons!K302","v":0},"",0,{"$f":"+SettlementAcons!N302/1000","v":0},150,"default",1,1,3,0,0,null,{"$f":"+SettlementAcons!W302","v":0},{"$error":"#DIV/0!"},{"$error":"#DIV/0!"},{"$error":"#DIV/0!"},{"$error":"#DIV/0!"},{"$error":"#DIV/0!"},{"$error":"#DIV/0!"},{"$f":"IF(L1150=0,\"\",VLOOKUP($R1150/1000,Networkdesign!$R$4:$T$17,3))","v":{"$error":"#DIV/0!"}},{"$f":"IF(L1150=0,0,VLOOKUP($S1150/L1150/1000,Networkdesign!$R$4:$U$17,4))","v":{"$error":"#DIV/0!"}},{"$error":"#DIV/0!"},{"$error":"#DIV/0!"},{"$error":"#DIV/0!"},{"$error":"#DIV/0!"},{"$error":"#DIV/0!"},{"$error":"#DIV/0!"},{"$error":"#DIV/0!"},{"$f":"+(Z1150*Networkdesign!O$6+AA1150*Networkdesign!O$8+AB1150*Networkdesign!O$9+AC1150*Networkdesign!O$10+AD1150*Networkdesign!O$11+AE1150*Networkdesign!O$12)/1000","v":{"$error":"#DIV/0!"}},{"$f":"+(Z1150*Network!G$76+AA1150*Network!I$76+AB1150*Network!J$76+AC1150*Network!K$76+AD1150*Network!L$76+AE1150*Network!M$76)","v":{"$error":"#DIV/0!"}},0,0,0,0,0,0,0,0,0,100,0,100,0,50,0,{"$error":"#DIV/0!"},{"$error":"#DIV/0!"},0,{"$f":"IF(M1150>1,0,BA$8*$W1150+S1150*Summary!J$391)","v":0},0,0,0,0,0,0,0,0,0,0,0,0,0,0,0,0,{"$f":"Summary!J$83*(+BA1150)","v":0},0,0,{"$f":"+IF($M1150=2,IF($O1150<Summary!$F$383,Summary!$J$398*$L1150,$BU$8*$W1150),0)","v":0},0,0,0,0,0,0,0,0,{"$f":"+IF(M1150=3,IF(O1150<Summary!F$383,Summary!J$406*L1150,CD$8*W1150),0)","v":4800},0,0,0,0,0,0,0,0,0,0,0,0,0,0,80,0,432,512,0,{"$error":"#DIV/0!"},{"$f":"+IF(#REF!=0,0,(#REF!-#REF!)/#REF!)","v":{"$error":"#REF!"}}]
[306,{"$f":"+SettlementAcons!L307","v":0},{"$f":"+SettlementAcons!B307","v":0},{"$f":"+SettlementAcons!J307","v":0},{"$f":"+SettlementAcons!K307","v":0},"",0,{"$f":"+SettlementAcons!N307/1000","v":0},150,"default",1,1,3,0,0,null,{"$f":"+SettlementAcons!W307","v":0},{"$error":"#DIV/0!"},{"$error":"#DIV/0!"},{"$error":"#DIV/0!"},{"$error":"#DIV/0!"},{"$error":"#DIV/0!"},{"$error":"#DIV/0!"},{"$f":"IF(L1155=0,\"\",VLOOKUP($R1155/1000,Networkdesign!$R$4:$T$17,3))","v":{"$error":"#DIV/0!"}},{"$f":"IF(L1155=0,0,VLOOKUP($S1155/L1155/1000,Networkdesign!$R$4:$U$17,4))","v":{"$error":"#DIV/0!"}},{"$error":"#DIV/0!"},{"$error":"#DIV/0!"},{"$error":"#DIV/0!"},{"$error":"#DIV/0!"},{"$error":"#DIV/0!"},{"$error":"#DIV/0!"},{"$error":"#DIV/0!"},{"$f":"+(Z1155*Networkdesign!O$6+AA1155*Networkdesign!O$8+AB1155*Networkdesign!O$9+AC1155*Networkdesign!O$10+AD1155*Networkdesign!O$11+AE1155*Networkdesign!O$12)/1000","v":{"$error":"#DIV/0!"}},{"$f":"+(Z1155*Network!G$76+AA1155*Network!I$76+AB1155*Network!J$76+AC1155*Network!K$76+AD1155*Network!L$76+AE1155*Network!M$76)","v":{"$error":"#DIV/0!"}},0,0,0,0,0,0,0,0,0,100,0,100,0,50,0,{"$error":"#DIV/0!"},{"$error":"#DIV/0!"},0,{"$f":"IF(M1155>1,0,BA$8*$W1155+S1155*Summary!J$391)","v":0},0,0,0,0,0,0,0,0,0,0,0,0,0,0,0,0,{"$f":"Summary!J$83*(+BA1155)","v":0},0,0,{"$f":"+IF($M1155=2,IF($O1155<Summary!$F$383,Summary!$J$398*$L1155,$BU$8*$W1155),0)","v":0},0,0,0,0,0,0,0,0,{"$f":"+IF(M1155=3,IF(O1155<Summary!F$383,Summary!J$406*L1155,CD$8*W1155),0)","v":4800},0,0,0,0,0,0,0,0,0,0,0,0,0,0,80,0,432,512,0,{"$error":"#DIV/0!"},{"$f":"+IF(#REF!=0,0,(#REF!-#REF!)/#REF!)","v":{"$error":"#REF!"}}]
[311,{"$f":"+SettlementAcons!L312","v":0},{"$f":"+SettlementAcons!B312","v":0},{"$f":"+SettlementAcons!J312","v":0},{"$f":"+SettlementAcons!K312","v":0},"",0,{"$f":"+SettlementAcons!N312/1000","v":0},150,"default",1,1,3,0,0,null,{"$f":"+SettlementAcons!W312","v":0},{"$error":"#DIV/0!"},{"$error":"#DIV/0!"},{"$error":"#DIV/0!"},{"$error":"#DIV/0!"},{"$error":"#DIV/0!"},{"$error":"#DIV/0!"},{"$f":"IF(L1160=0,\"\",VLOOKUP($R1160/1000,Networkdesign!$R$4:$T$17,3))","v":{"$error":"#DIV/0!"}},{"$f":"IF(L1160=0,0,VLOOKUP($S1160/L1160/1000,Networkdesign!$R$4:$U$17,4))","v":{"$error":"#DIV/0!"}},{"$error":"#DIV/0!"},{"$error":"#DIV/0!"},{"$error":"#DIV/0!"},{"$error":"#DIV/0!"},{"$error":"#DIV/0!"},{"$error":"#DIV/0!"},{"$error":"#DIV/0!"},{"$f":"+(Z1160*Networkdesign!O$6+AA1160*Networkdesign!O$8+AB1160*Networkdesign!O$9+AC1160*Networkdesign!O$10+AD1160*Networkdesign!O$11+AE1160*Networkdesign!O$12)/1000","v":{"$error":"#DIV/0!"}},{"$f":"+(Z1160*Network!G$76+AA1160*Network!I$76+AB1160*Network!J$76+AC1160*Network!K$76+AD1160*Network!L$76+AE1160*Network!M$76)","v":{"$error":"#DIV/0!"}},0,0,0,0,0,0,0,0,0,100,0,100,0,50,0,{"$error":"#DIV/0!"},{"$error":"#DIV/0!"},0,{"$f":"IF(M1160>1,0,BA$8*$W1160+S1160*Summary!J$391)","v":0},0,0,0,0,0,0,0,0,0,0,0,0,0,0,0,0,{"$f":"Summary!J$83*(+BA1160)","v":0},0,0,{"$f":"+IF($M1160=2,IF($O1160<Summary!$F$383,Summary!$J$398*$L1160,$BU$8*$W1160),0)","v":0},0,0,0,0,0,0,0,0,{"$f":"+IF(M1160=3,IF(O1160<Summary!F$383,Summary!J$406*L1160,CD$8*W1160),0)","v":4800},0,0,0,0,0,0,0,0,0,0,0,0,0,0,80,0,432,512,0,{"$error":"#DIV/0!"},{"$f":"+IF(#REF!=0,0,(#REF!-#REF!)/#REF!)","v":{"$error":"#REF!"}}]
[314,{"$f":"+SettlementAcons!L315","v":0},{"$f":"+SettlementAcons!B315","v":0},{"$f":"+SettlementAcons!J315","v":0},{"$f":"+SettlementAcons!K315","v":0},"",0,{"$f":"+SettlementAcons!N315/1000","v":0},150,"default",1,1,3,0,0,null,{"$f":"+SettlementAcons!W315","v":0},{"$error":"#DIV/0!"},{"$error":"#DIV/0!"},{"$error":"#DIV/0!"},{"$error":"#DIV/0!"},{"$error":"#DIV/0!"},{"$error":"#DIV/0!"},{"$f":"IF(L1163=0,\"\",VLOOKUP($R1163/1000,Networkdesign!$R$4:$T$17,3))","v":{"$error":"#DIV/0!"}},{"$f":"IF(L1163=0,0,VLOOKUP($S1163/L1163/1000,Networkdesign!$R$4:$U$17,4))","v":{"$error":"#DIV/0!"}},{"$error":"#DIV/0!"},{"$error":"#DIV/0!"},{"$error":"#DIV/0!"},{"$error":"#DIV/0!"},{"$error":"#DIV/0!"},{"$error":"#DIV/0!"},{"$error":"#DIV/0!"},{"$f":"+(Z1163*Networkdesign!O$6+AA1163*Networkdesign!O$8+AB1163*Networkdesign!O$9+AC1163*Networkdesign!O$10+AD1163*Networkdesign!O$11+AE1163*Networkdesign!O$12)/1000","v":{"$error":"#DIV/0!"}},{"$f":"+(Z1163*Network!G$76+AA1163*Network!I$76+AB1163*Network!J$76+AC1163*Network!K$76+AD1163*Network!L$76+AE1163*Network!M$76)","v":{"$error":"#DIV/0!"}},0,0,0,0,0,0,0,0,0,100,0,100,0,50,0,{"$error":"#DIV/0!"},{"$error":"#DIV/0!"},0,{"$f":"IF(M1163>1,0,BA$8*$W1163+S1163*Summary!J$391)","v":0},0,0,0,0,0,0,0,0,0,0,0,0,0,0,0,0,{"$f":"Summary!J$83*(+BA1163)","v":0},0,0,{"$f":"+IF($M1163=2,IF($O1163<Summary!$F$383,Summary!$J$398*$L1163,$BU$8*$W1163),0)","v":0},0,0,0,0,0,0,0,0,{"$f":"+IF(M1163=3,IF(O1163<Summary!F$383,Summary!J$406*L1163,CD$8*W1163),0)","v":4800},0,0,0,0,0,0,0,0,0,0,0,0,0,0,80,0,432,512,0,{"$error":"#DIV/0!"},{"$f":"+IF(#REF!=0,0,(#REF!-#REF!)/#REF!)","v":{"$error":"#REF!"}}]
[316,{"$f":"+SettlementAcons!L317","v":0},{"$f":"+SettlementAcons!B317","v":0},{"$f":"+SettlementAcons!J317","v":0},{"$f":"+SettlementAcons!K317","v":0},"",0,{"$f":"+SettlementAcons!N317/1000","v":0},150,"default",1,1,3,0,0,null,{"$f":"+SettlementAcons!W317","v":0},{"$error":"#DIV/0!"},{"$error":"#DIV/0!"},{"$error":"#DIV/0!"},{"$error":"#DIV/0!"},{"$error":"#DIV/0!"},{"$error":"#DIV/0!"},{"$f":"IF(L1165=0,\"\",VLOOKUP($R1165/1000,Networkdesign!$R$4:$T$17,3))","v":{"$error":"#DIV/0!"}},{"$f":"IF(L1165=0,0,VLOOKUP($S1165/L1165/1000,Networkdesign!$R$4:$U$17,4))","v":{"$error":"#DIV/0!"}},{"$error":"#DIV/0!"},{"$error":"#DIV/0!"},{"$error":"#DIV/0!"},{"$error":"#DIV/0!"},{"$error":"#DIV/0!"},{"$error":"#DIV/0!"},{"$error":"#DIV/0!"},{"$f":"+(Z1165*Networkdesign!O$6+AA1165*Networkdesign!O$8+AB1165*Networkdesign!O$9+AC1165*Networkdesign!O$10+AD1165*Networkdesign!O$11+AE1165*Networkdesign!O$12)/1000","v":{"$error":"#DIV/0!"}},{"$f":"+(Z1165*Network!G$76+AA1165*Network!I$76+AB1165*Network!J$76+AC1165*Network!K$76+AD1165*Network!L$76+AE1165*Network!M$76)","v":{"$error":"#DIV/0!"}},0,0,0,0,0,0,0,0,0,100,0,100,0,50,0,{"$error":"#DIV/0!"},{"$error":"#DIV/0!"},0,{"$f":"IF(M1165>1,0,BA$8*$W1165+S1165*Summary!J$391)","v":0},0,0,0,0,0,0,0,0,0,0,0,0,0,0,0,0,{"$f":"Summary!J$83*(+BA1165)","v":0},0,0,{"$f":"+IF($M1165=2,IF($O1165<Summary!$F$383,Summary!$J$398*$L1165,$BU$8*$W1165),0)","v":0},0,0,0,0,0,0,0,0,{"$f":"+IF(M1165=3,IF(O1165<Summary!F$383,Summary!J$406*L1165,CD$8*W1165),0)","v":4800},0,0,0,0,0,0,0,0,0,0,0,0,0,0,80,0,432,512,0,{"$error":"#DIV/0!"},{"$f":"+IF(#REF!=0,0,(#REF!-#REF!)/#REF!)","v":{"$error":"#REF!"}}]
[321,{"$f":"+SettlementAcons!L322","v":0},{"$f":"+SettlementAcons!B322","v":0},{"$f":"+SettlementAcons!J322","v":0},{"$f":"+SettlementAcons!K322","v":0},"",0,{"$f":"+SettlementAcons!N322/1000","v":0},150,"default",1,1,3,0,0,null,{"$f":"+SettlementAcons!W322","v":0},{"$error":"#DIV/0!"},{"$error":"#DIV/0!"},{"$error":"#DIV/0!"},{"$error":"#DIV/0!"},{"$error":"#DIV/0!"},{"$error":"#DIV/0!"},{"$f":"IF(L1170=0,\"\",VLOOKUP($R1170/1000,Networkdesign!$R$4:$T$17,3))","v":{"$error":"#DIV/0!"}},{"$f":"IF(L1170=0,0,VLOOKUP($S1170/L1170/1000,Networkdesign!$R$4:$U$17,4))","v":{"$error":"#DIV/0!"}},{"$error":"#DIV/0!"},{"$error":"#DIV/0!"},{"$error":"#DIV/0!"},{"$error":"#DIV/0!"},{"$error":"#DIV/0!"},{"$error":"#DIV/0!"},{"$error":"#DIV/0!"},{"$f":"+(Z1170*Networkdesign!O$6+AA1170*Networkdesign!O$8+AB1170*Networkdesign!O$9+AC1170*Networkdesign!O$10+AD1170*Networkdesign!O$11+AE1170*Networkdesign!O$12)/1000","v":{"$error":"#DIV/0!"}},{"$f":"+(Z1170*Network!G$76+AA1170*Network!I$76+AB1170*Network!J$76+AC1170*Network!K$76+AD1170*Network!L$76+AE1170*Network!M$76)","v":{"$error":"#DIV/0!"}},0,0,0,0,0,0,0,0,0,100,0,100,0,50,0,{"$error":"#DIV/0!"},{"$error":"#DIV/0!"},0,{"$f":"IF(M1170>1,0,BA$8*$W1170+S1170*Summary!J$391)","v":0},0,0,0,0,0,0,0,0,0,0,0,0,0,{"$f":"+BB1170*BO$4","v":0},{"$f":"IF(M1170>1,0,+L1170*BP$4)","v":0},{"$f":"IF(M1170>1,0,O1170*BQ$4)","v":0},{"$f":"Summary!J$83*(+BA1170)","v":0},{"$f":"+BM1170+BO1170+BP1170+BQ1170+BR1170","v":0},0,{"$f":"+IF($M1170=2,IF($O1170<Summary!$F$383,Summary!$J$398*$L1170,$BU$8*$W1170),0)","v":0},0,0,0,0,0,0,0,0,{"$f":"+IF(M1170=3,IF(O1170<Summary!F$383,Summary!J$406*L1170,CD$8*W1170),0)","v":4800},0,0,0,0,0,0,0,0,0,0,0,0,0,0,80,0,432,512,0,{"$error":"#DIV/0!"},{"$f":"+IF(#REF!=0,0,(#REF!-#REF!)/#REF!)","v":{"$error":"#REF!"}}]
[326,{"$f":"+SettlementAcons!L327","v":0},{"$f":"+SettlementAcons!B327","v":0},{"$f":"+SettlementAcons!J327","v":0},{"$f":"+SettlementAcons!K327","v":0},"",0,{"$f":"+SettlementAcons!N327/1000","v":0},150,"default",1,1,3,0,0,null,{"$f":"+SettlementAcons!W327","v":0},{"$error":"#DIV/0!"},{"$error":"#DIV/0!"},{"$error":"#DIV/0!"},{"$error":"#DIV/0!"},{"$error":"#DIV/0!"},{"$error":"#DIV/0!"},{"$f":"IF(L1175=0,\"\",VLOOKUP($R1175/1000,Networkdesign!$R$4:$T$17,3))","v":{"$error":"#DIV/0!"}},{"$f":"IF(L1175=0,0,VLOOKUP($S1175/L1175/1000,Networkdesign!$R$4:$U$17,4))","v":{"$error":"#DIV/0!"}},{"$error":"#DIV/0!"},{"$error":"#DIV/0!"},{"$error":"#DIV/0!"},{"$error":"#DIV/0!"},{"$error":"#DIV/0!"},{"$error":"#DIV/0!"},{"$error":"#DIV/0!"},{"$f":"+(Z1175*Networkdesign!O$6+AA1175*Networkdesign!O$8+AB1175*Networkdesign!O$9+AC1175*Networkdesign!O$10+AD1175*Networkdesign!O$11+AE1175*Networkdesign!O$12)/1000","v":{"$error":"#DIV/0!"}},{"$f":"+(Z1175*Network!G$76+AA1175*Network!I$76+AB1175*Network!J$76+AC1175*Network!K$76+AD1175*Network!L$76+AE1175*Network!M$76)","v":{"$error":"#DIV/0!"}},0,0,0,0,0,0,0,0,0,100,0,100,0,50,0,{"$error":"#DIV/0!"},{"$error":"#DIV/0!"},0,{"$f":"IF(M1175>1,0,BA$8*$W1175+S1175*Summary!J$391)","v":0},0,0,0,0,0,0,0,0,0,0,0,0,0,0,0,0,{"$f":"Summary!J$83*(+BA1175)","v":0},0,0,{"$f":"+IF($M1175=2,IF($O1175<Summary!$F$383,Summary!$J$398*$L1175,$BU$8*$W1175),0)","v":0},0,0,0,0,0,0,0,0,{"$f":"+IF(M1175=3,IF(O1175<Summary!F$383,Summary!J$406*L1175,CD$8*W1175),0)","v":4800},0,0,0,0,0,0,0,0,0,0,0,0,0,0,80,0,432,512,0,{"$error":"#DIV/0!"},{"$f":"+IF(#REF!=0,0,(#REF!-#REF!)/#REF!)","v":{"$error":"#REF!"}}]
[331,{"$f":"+SettlementAcons!L332","v":0},{"$f":"+SettlementAcons!B332","v":0},{"$f":"+SettlementAcons!J332","v":0},{"$f":"+SettlementAcons!K332","v":0},"",0,{"$f":"+SettlementAcons!N332/1000","v":0},150,"default",1,1,3,0,0,null,{"$f":"+SettlementAcons!W332","v":0},{"$error":"#DIV/0!"},{"$error":"#DIV/0!"},{"$error":"#DIV/0!"},{"$error":"#DIV/0!"},{"$error":"#DIV/0!"},{"$error":"#DIV/0!"},{"$f":"IF(L1180=0,\"\",VLOOKUP($R1180/1000,Networkdesign!$R$4:$T$17,3))","v":{"$error":"#DIV/0!"}},{"$f":"IF(L1180=0,0,VLOOKUP($S1180/L1180/1000,Networkdesign!$R$4:$U$17,4))","v":{"$error":"#DIV/0!"}},{"$f":"($Y1180=Z$7)*Z$8*$L1180","v":{"$error":"#DIV/0!"}},{"$error":"#DIV/0!"},{"$error":"#DIV/0!"},{"$error":"#DIV/0!"},{"$error":"#DIV/0!"},{"$error":"#DIV/0!"},{"$error":"#DIV/0!"},{"$f":"+(Z1180*Networkdesign!O$6+AA1180*Networkdesign!O$8+AB1180*Networkdesign!O$9+AC1180*Networkdesign!O$10+AD1180*Networkdesign!O$11+AE1180*Networkdesign!O$12)/1000","v":{"$error":"#DIV/0!"}},{"$f":"+(Z1180*Network!G$76+AA1180*Network!I$76+AB1180*Network!J$76+AC1180*Network!K$76+AD1180*Network!L$76+AE1180*Network!M$76)","v":{"$error":"#DIV/0!"}},0,0,0,0,0,0,0,0,0,100,0,100,0,50,0,{"$error":"#DIV/0!"},{"$error":"#DIV/0!"},0,{"$f":"IF(M1180>1,0,BA$8*$W1180+S1180*Summary!J$391)","v":0},0,0,0,0,0,0,0,0,0,0,0,0,0,0,0,0,{"$f":"Summary!J$83*(+BA1180)","v":0},0,0,{"$f":"+IF($M1180=2,IF($O1180<Summary!$F$383,Summary!$J$398*$L1180,$BU$8*$W1180),0)","v":0},0,0,0,0,0,0,0,0,{"$f":"+IF(M1180=3,IF(O1180<Summary!F$383,Summary!J$406*L1180,CD$8*W1180),0)","v":4800},0,0,0,0,0,0,0,0,0,0,0,0,0,0,80,0,432,512,0,{"$error":"#DIV/0!"},{"$f":"+IF(#REF!=0,0,(#REF!-#REF!)/#REF!)","v":{"$error":"#REF!"}}]
[332,{"$f":"+SettlementAcons!L333","v":0},{"$f":"+SettlementAcons!B333","v":0},{"$f":"+SettlementAcons!J333","v":0},{"$f":"+SettlementAcons!K333","v":0},"",0,{"$f":"+SettlementAcons!N333/1000","v":0},150,"default",1,1,3,0,0,null,{"$f":"+SettlementAcons!W333","v":0},{"$error":"#DIV/0!"},{"$error":"#DIV/0!"},{"$error":"#DIV/0!"},{"$error":"#DIV/0!"},{"$error":"#DIV/0!"},{"$error":"#DIV/0!"},{"$f":"IF(L1181=0,\"\",VLOOKUP($R1181/1000,Networkdesign!$R$4:$T$17,3))","v":{"$error":"#DIV/0!"}},{"$f":"IF(L1181=0,0,VLOOKUP($S1181/L1181/1000,Networkdesign!$R$4:$U$17,4))","v":{"$error":"#DIV/0!"}},{"$error":"#DIV/0!"},{"$error":"#DIV/0!"},{"$error":"#DIV/0!"},{"$error":"#DIV/0!"},{"$error":"#DIV/0!"},{"$error":"#DIV/0!"},{"$error":"#DIV/0!"},{"$f":"+(Z1181*Networkdesign!O$6+AA1181*Networkdesign!O$8+AB1181*Networkdesign!O$9+AC1181*Networkdesign!O$10+AD1181*Networkdesign!O$11+AE1181*Networkdesign!O$12)/1000","v":{"$error":"#DIV/0!"}},{"$f":"+(Z1181*Network!G$76+AA1181*Network!I$76+AB1181*Network!J$76+AC1181*Network!K$76+AD1181*Network!L$76+AE1181*Network!M$76)","v":{"$error":"#DIV/0!"}},0,0,0,0,0,0,0,0,0,100,0,100,0,50,0,{"$error":"#DIV/0!"},{"$error":"#DIV/0!"},0,{"$f":"IF(M1181>1,0,BA$8*$W1181+S1181*Summary!J$391)","v":0},0,0,0,0,0,0,0,0,0,0,0,0,0,0,0,0,{"$f":"Summary!J$83*(+BA1181)","v":0},0,0,{"$f":"+IF($M1181=2,IF($O1181<Summary!$F$383,Summary!$J$398*$L1181,$BU$8*$W1181),0)","v":0},0,0,0,0,0,0,0,0,{"$f":"+IF(M1181=3,IF(O1181<Summary!F$383,Summary!J$406*L1181,CD$8*W1181),0)","v":4800},0,0,0,0,0,0,0,0,0,0,0,0,0,0,80,0,432,512,0,{"$error":"#DIV/0!"},{"$f":"+IF(#REF!=0,0,(#REF!-#REF!)/#REF!)","v":{"$error":"#REF!"}}]
[337,{"$f":"+SettlementAcons!L338","v":0},{"$f":"+SettlementAcons!B338","v":0},{"$f":"+SettlementAcons!J338","v":0},{"$f":"+SettlementAcons!K338","v":0},"",0,{"$f":"+SettlementAcons!N338/1000","v":0},150,"default",1,1,3,0,0,null,{"$f":"+SettlementAcons!W338","v":0},{"$error":"#DIV/0!"},{"$error":"#DIV/0!"},{"$error":"#DIV/0!"},{"$error":"#DIV/0!"},{"$error":"#DIV/0!"},{"$error":"#DIV/0!"},{"$f":"IF(L1186=0,\"\",VLOOKUP($R1186/1000,Networkdesign!$R$4:$T$17,3))","v":{"$error":"#DIV/0!"}},{"$f":"IF(L1186=0,0,VLOOKUP($S1186/L1186/1000,Networkdesign!$R$4:$U$17,4))","v":{"$error":"#DIV/0!"}},{"$error":"#DIV/0!"},{"$error":"#DIV/0!"},{"$error":"#DIV/0!"},{"$error":"#DIV/0!"},{"$error":"#DIV/0!"},{"$error":"#DIV/0!"},{"$error":"#DIV/0!"},{"$f":"+(Z1186*Networkdesign!O$6+AA1186*Networkdesign!O$8+AB1186*Networkdesign!O$9+AC1186*Networkdesign!O$10+AD1186*Networkdesign!O$11+AE1186*Networkdesign!O$12)/1000","v":{"$error":"#DIV/0!"}},{"$f":"+(Z1186*Network!G$76+AA1186*Network!I$76+AB1186*Network!J$76+AC1186*Network!K$76+AD1186*Network!L$76+AE1186*Network!M$76)","v":{"$error":"#DIV/0!"}},0,0,0,0,0,0,0,0,0,100,0,100,0,50,0,{"$error":"#DIV/0!"},{"$error":"#DIV/0!"},0,{"$f":"IF(M1186>1,0,BA$8*$W1186+S1186*Summary!J$391)","v":0},0,0,0,0,0,0,0,0,0,0,0,0,0,0,0,0,{"$f":"Summary!J$83*(+BA1186)","v":0},0,0,{"$f":"+IF($M1186=2,IF($O1186<Summary!$F$383,Summary!$J$398*$L1186,$BU$8*$W1186),0)","v":0},0,0,0,0,0,0,0,0,{"$f":"+IF(M1186=3,IF(O1186<Summary!F$383,Summary!J$406*L1186,CD$8*W1186),0)","v":4800},0,0,0,0,0,0,0,0,0,0,0,0,0,0,80,0,432,512,0,{"$error":"#DIV/0!"},{"$f":"+IF(#REF!=0,0,(#REF!-#REF!)/#REF!)","v":{"$error":"#REF!"}}]
[341,{"$f":"+SettlementAcons!L342","v":0},{"$f":"+SettlementAcons!B342","v":0},{"$f":"+SettlementAcons!J342","v":0},{"$f":"+SettlementAcons!K342","v":0},"",0,{"$f":"+SettlementAcons!N342/1000","v":0},150,"default",1,1,3,0,0,null,{"$f":"+SettlementAcons!W342","v":0},{"$error":"#DIV/0!"},{"$error":"#DIV/0!"},{"$error":"#DIV/0!"},{"$error":"#DIV/0!"},{"$error":"#DIV/0!"},{"$error":"#DIV/0!"},{"$f":"IF(L1190=0,\"\",VLOOKUP($R1190/1000,Networkdesign!$R$4:$T$17,3))","v":{"$error":"#DIV/0!"}},{"$f":"IF(L1190=0,0,VLOOKUP($S1190/L1190/1000,Networkdesign!$R$4:$U$17,4))","v":{"$error":"#DIV/0!"}},{"$error":"#DIV/0!"},{"$error":"#DIV/0!"},{"$error":"#DIV/0!"},{"$error":"#DIV/0!"},{"$error":"#DIV/0!"},{"$error":"#DIV/0!"},{"$error":"#DIV/0!"},{"$f":"+(Z1190*Networkdesign!O$6+AA1190*Networkdesign!O$8+AB1190*Networkdesign!O$9+AC1190*Networkdesign!O$10+AD1190*Networkdesign!O$11+AE1190*Networkdesign!O$12)/1000","v":{"$error":"#DIV/0!"}},{"$f":"+(Z1190*Network!G$76+AA1190*Network!I$76+AB1190*Network!J$76+AC1190*Network!K$76+AD1190*Network!L$76+AE1190*Network!M$76)","v":{"$error":"#DIV/0!"}},0,0,0,0,0,0,0,0,0,100,0,100,0,50,0,{"$error":"#DIV/0!"},{"$error":"#DIV/0!"},0,{"$f":"IF(M1190>1,0,BA$8*$W1190+S1190*Summary!J$391)","v":0},0,0,0,0,0,0,0,0,0,0,0,0,0,0,0,0,{"$f":"Summary!J$83*(+BA1190)","v":0},0,0,{"$f":"+IF($M1190=2,IF($O1190<Summary!$F$383,Summary!$J$398*$L1190,$BU$8*$W1190),0)","v":0},0,0,0,0,0,0,0,0,{"$f":"+IF(M1190=3,IF(O1190<Summary!F$383,Summary!J$406*L1190,CD$8*W1190),0)","v":4800},0,0,0,0,0,0,0,0,0,0,0,0,0,0,80,0,432,512,0,{"$error":"#DIV/0!"},{"$f":"+IF(#REF!=0,0,(#REF!-#REF!)/#REF!)","v":{"$error":"#REF!"}}]
[346,{"$f":"+SettlementAcons!L347","v":0},{"$f":"+SettlementAcons!B347","v":0},{"$f":"+SettlementAcons!J347","v":0},{"$f":"+SettlementAcons!K347","v":0},"",0,{"$f":"+SettlementAcons!N347/1000","v":0},150,"default",1,1,3,0,0,null,{"$f":"+SettlementAcons!W347","v":0},{"$error":"#DIV/0!"},{"$error":"#DIV/0!"},{"$error":"#DIV/0!"},{"$error":"#DIV/0!"},{"$error":"#DIV/0!"},{"$error":"#DIV/0!"},{"$f":"IF(L1195=0,\"\",VLOOKUP($R1195/1000,Networkdesign!$R$4:$T$17,3))","v":{"$error":"#DIV/0!"}},{"$f":"IF(L1195=0,0,VLOOKUP($S1195/L1195/1000,Networkdesign!$R$4:$U$17,4))","v":{"$error":"#DIV/0!"}},{"$error":"#DIV/0!"},{"$error":"#DIV/0!"},{"$error":"#DIV/0!"},{"$error":"#DIV/0!"},{"$error":"#DIV/0!"},{"$error":"#DIV/0!"},{"$error":"#DIV/0!"},{"$f":"+(Z1195*Networkdesign!O$6+AA1195*Networkdesign!O$8+AB1195*Networkdesign!O$9+AC1195*Networkdesign!O$10+AD1195*Networkdesign!O$11+AE1195*Networkdesign!O$12)/1000","v":{"$error":"#DIV/0!"}},{"$f":"+(Z1195*Network!G$76+AA1195*Network!I$76+AB1195*Network!J$76+AC1195*Network!K$76+AD1195*Network!L$76+AE1195*Network!M$76)","v":{"$error":"#DIV/0!"}},0,0,0,0,0,0,0,0,0,100,0,100,0,50,0,{"$error":"#DIV/0!"},{"$error":"#DIV/0!"},0,{"$f":"IF(M1195>1,0,BA$8*$W1195+S1195*Summary!J$391)","v":0},0,0,0,0,0,0,0,0,0,0,0,0,0,0,0,0,{"$f":"Summary!J$83*(+BA1195)","v":0},0,0,{"$f":"+IF($M1195=2,IF($O1195<Summary!$F$383,Summary!$J$398*$L1195,$BU$8*$W1195),0)","v":0},0,0,0,0,0,0,0,0,{"$f":"+IF(M1195=3,IF(O1195<Summary!F$383,Summary!J$406*L1195,CD$8*W1195),0)","v":4800},0,0,0,0,0,0,0,0,0,0,0,0,0,0,80,0,432,512,0,{"$error":"#DIV/0!"},{"$f":"+IF(#REF!=0,0,(#REF!-#REF!)/#REF!)","v":{"$error":"#REF!"}}]
[347,{"$f":"+SettlementAcons!L348","v":0},{"$f":"+SettlementAcons!B348","v":0},{"$f":"+SettlementAcons!J348","v":0},{"$f":"+SettlementAcons!K348","v":0},"",0,{"$f":"+SettlementAcons!N348/1000","v":0},150,"default",1,1,3,0,0,null,{"$f":"+SettlementAcons!W348","v":0},{"$error":"#DIV/0!"},{"$error":"#DIV/0!"},{"$error":"#DIV/0!"},{"$error":"#DIV/0!"},{"$error":"#DIV/0!"},{"$error":"#DIV/0!"},{"$f":"IF(L1196=0,\"\",VLOOKUP($R1196/1000,Networkdesign!$R$4:$T$17,3))","v":{"$error":"#DIV/0!"}},{"$f":"IF(L1196=0,0,VLOOKUP($S1196/L1196/1000,Networkdesign!$R$4:$U$17,4))","v":{"$error":"#DIV/0!"}},{"$error":"#DIV/0!"},{"$error":"#DIV/0!"},{"$error":"#DIV/0!"},{"$error":"#DIV/0!"},{"$error":"#DIV/0!"},{"$error":"#DIV/0!"},{"$error":"#DIV/0!"},{"$f":"+(Z1196*Networkdesign!O$6+AA1196*Networkdesign!O$8+AB1196*Networkdesign!O$9+AC1196*Networkdesign!O$10+AD1196*Networkdesign!O$11+AE1196*Networkdesign!O$12)/1000","v":{"$error":"#DIV/0!"}},{"$f":"+(Z1196*Network!G$76+AA1196*Network!I$76+AB1196*Network!J$76+AC1196*Network!K$76+AD1196*Network!L$76+AE1196*Network!M$76)","v":{"$error":"#DIV/0!"}},0,0,0,0,0,0,0,0,0,100,0,100,0,50,0,{"$error":"#DIV/0!"},{"$error":"#DIV/0!"},0,{"$f":"IF(M1196>1,0,BA$8*$W1196+S1196*Summary!J$391)","v":0},0,0,0,0,0,0,0,0,0,0,0,0,0,0,0,0,{"$f":"Summary!J$83*(+BA1196)","v":0},0,0,{"$f":"+IF($M1196=2,IF($O1196<Summary!$F$383,Summary!$J$398*$L1196,$BU$8*$W1196),0)","v":0},0,0,0,0,0,0,0,0,{"$f":"+IF(M1196=3,IF(O1196<Summary!F$383,Summary!J$406*L1196,CD$8*W1196),0)","v":4800},0,0,0,0,0,0,0,0,0,0,0,0,0,0,80,0,432,512,0,{"$error":"#DIV/0!"},{"$f":"+IF(#REF!=0,0,(#REF!-#REF!)/#REF!)","v":{"$error":"#REF!"}}]
[352,{"$f":"+SettlementAcons!L353","v":0},{"$f":"+SettlementAcons!B353","v":0},{"$f":"+SettlementAcons!J353","v":0},{"$f":"+SettlementAcons!K353","v":0},"",0,{"$f":"+SettlementAcons!N353/1000","v":0},150,"default",1,1,3,0,0,null,{"$f":"+SettlementAcons!W353","v":0},{"$error":"#DIV/0!"},{"$error":"#DIV/0!"},{"$error":"#DIV/0!"},{"$error":"#DIV/0!"},{"$error":"#DIV/0!"},{"$error":"#DIV/0!"},{"$f":"IF(L1201=0,\"\",VLOOKUP($R1201/1000,Networkdesign!$R$4:$T$17,3))","v":{"$error":"#DIV/0!"}},{"$f":"IF(L1201=0,0,VLOOKUP($S1201/L1201/1000,Networkdesign!$R$4:$U$17,4))","v":{"$error":"#DIV/0!"}},{"$error":"#DIV/0!"},{"$error":"#DIV/0!"},{"$error":"#DIV/0!"},{"$error":"#DIV/0!"},{"$error":"#DIV/0!"},{"$error":"#DIV/0!"},{"$error":"#DIV/0!"},{"$f":"+(Z1201*Networkdesign!O$6+AA1201*Networkdesign!O$8+AB1201*Networkdesign!O$9+AC1201*Networkdesign!O$10+AD1201*Networkdesign!O$11+AE1201*Networkdesign!O$12)/1000","v":{"$error":"#DIV/0!"}},{"$f":"+(Z1201*Network!G$76+AA1201*Network!I$76+AB1201*Network!J$76+AC1201*Network!K$76+AD1201*Network!L$76+AE1201*Network!M$76)","v":{"$error":"#DIV/0!"}},0,0,0,0,0,0,0,0,0,100,0,100,0,50,0,{"$error":"#DIV/0!"},{"$error":"#DIV/0!"},0,{"$f":"IF(M1201>1,0,BA$8*$W1201+S1201*Summary!J$391)","v":0},0,0,0,0,0,0,0,0,0,0,0,0,0,0,0,0,{"$f":"Summary!J$83*(+BA1201)","v":0},0,0,{"$f":"+IF($M1201=2,IF($O1201<Summary!$F$383,Summary!$J$398*$L1201,$BU$8*$W1201),0)","v":0},0,0,0,0,0,0,0,0,{"$f":"+IF(M1201=3,IF(O1201<Summary!F$383,Summary!J$406*L1201,CD$8*W1201),0)","v":4800},0,0,0,0,0,0,0,0,0,0,0,0,0,0,80,0,432,512,0,{"$error":"#DIV/0!"},{"$f":"+IF(#REF!=0,0,(#REF!-#REF!)/#REF!)","v":{"$error":"#REF!"}}]
[357,{"$f":"+SettlementAcons!L358","v":0},{"$f":"+SettlementAcons!B358","v":0},{"$f":"+SettlementAcons!J358","v":0},{"$f":"+SettlementAcons!K358","v":0},"",0,{"$f":"+SettlementAcons!N358/1000","v":0},150,"default",1,1,3,0,0,null,{"$f":"+SettlementAcons!W358","v":0},{"$error":"#DIV/0!"},{"$error":"#DIV/0!"},{"$error":"#DIV/0!"},{"$error":"#DIV/0!"},{"$error":"#DIV/0!"},{"$error":"#DIV/0!"},{"$f":"IF(L1206=0,\"\",VLOOKUP($R1206/1000,Networkdesign!$R$4:$T$17,3))","v":{"$error":"#DIV/0!"}},{"$f":"IF(L1206=0,0,VLOOKUP($S1206/L1206/1000,Networkdesign!$R$4:$U$17,4))","v":{"$error":"#DIV/0!"}},{"$error":"#DIV/0!"},{"$error":"#DIV/0!"},{"$error":"#DIV/0!"},{"$error":"#DIV/0!"},{"$error":"#DIV/0!"},{"$error":"#DIV/0!"},{"$error":"#DIV/0!"},{"$f":"+(Z1206*Networkdesign!O$6+AA1206*Networkdesign!O$8+AB1206*Networkdesign!O$9+AC1206*Networkdesign!O$10+AD1206*Networkdesign!O$11+AE1206*Networkdesign!O$12)/1000","v":{"$error":"#DIV/0!"}},{"$f":"+(Z1206*Network!G$76+AA1206*Network!I$76+AB1206*Network!J$76+AC1206*Network!K$76+AD1206*Network!L$76+AE1206*Network!M$76)","v":{"$error":"#DIV/0!"}},0,0,0,0,0,0,0,0,0,100,0,100,0,50,0,{"$error":"#DIV/0!"},{"$error":"#DIV/0!"},0,{"$f":"IF(M1206>1,0,BA$8*$W1206+S1206*Summary!J$391)","v":0},0,0,0,0,0,0,0,0,0,0,0,0,0,0,0,0,{"$f":"Summary!J$83*(+BA1206)","v":0},0,0,{"$f":"+IF($M1206=2,IF($O1206<Summary!$F$383,Summary!$J$398*$L1206,$BU$8*$W1206),0)","v":0},0,0,0,0,0,0,0,0,{"$f":"+IF(M1206=3,IF(O1206<Summary!F$383,Summary!J$406*L1206,CD$8*W1206),0)","v":4800},0,0,0,0,0,0,0,0,0,0,0,0,0,0,80,0,432,512,0,{"$error":"#DIV/0!"},{"$f":"+IF(#REF!=0,0,(#REF!-#REF!)/#REF!)","v":{"$error":"#REF!"}}]
[359,{"$f":"+SettlementAcons!L360","v":0},{"$f":"+SettlementAcons!B360","v":0},{"$f":"+SettlementAcons!J360","v":0},{"$f":"+SettlementAcons!K360","v":0},"",0,{"$f":"+SettlementAcons!N360/1000","v":0},150,"default",1,1,3,0,0,null,{"$f":"+SettlementAcons!W360","v":0},{"$error":"#DIV/0!"},{"$error":"#DIV/0!"},{"$error":"#DIV/0!"},{"$error":"#DIV/0!"},{"$error":"#DIV/0!"},{"$error":"#DIV/0!"},{"$f":"IF(L1208=0,\"\",VLOOKUP($R1208/1000,Networkdesign!$R$4:$T$17,3))","v":{"$error":"#DIV/0!"}},{"$f":"IF(L1208=0,0,VLOOKUP($S1208/L1208/1000,Networkdesign!$R$4:$U$17,4))","v":{"$error":"#DIV/0!"}},{"$error":"#DIV/0!"},{"$error":"#DIV/0!"},{"$error":"#DIV/0!"},{"$error":"#DIV/0!"},{"$error":"#DIV/0!"},{"$error":"#DIV/0!"},{"$error":"#DIV/0!"},{"$f":"+(Z1208*Networkdesign!O$6+AA1208*Networkdesign!O$8+AB1208*Networkdesign!O$9+AC1208*Networkdesign!O$10+AD1208*Networkdesign!O$11+AE1208*Networkdesign!O$12)/1000","v":{"$error":"#DIV/0!"}},{"$f":"+(Z1208*Network!G$76+AA1208*Network!I$76+AB1208*Network!J$76+AC1208*Network!K$76+AD1208*Network!L$76+AE1208*Network!M$76)","v":{"$error":"#DIV/0!"}},0,0,0,0,0,0,0,0,0,100,0,100,0,50,0,{"$error":"#DIV/0!"},{"$error":"#DIV/0!"},0,{"$f":"IF(M1208>1,0,BA$8*$W1208+S1208*Summary!J$391)","v":0},0,0,0,0,0,0,0,0,0,0,0,0,0,0,0,0,{"$f":"Summary!J$83*(+BA1208)","v":0},0,0,{"$f":"+IF($M1208=2,IF($O1208<Summary!$F$383,Summary!$J$398*$L1208,$BU$8*$W1208),0)","v":0},0,0,0,0,0,0,0,0,{"$f":"+IF(M1208=3,IF(O1208<Summary!F$383,Summary!J$406*L1208,CD$8*W1208),0)","v":4800},0,0,0,0,0,0,0,0,0,0,0,0,0,0,80,0,432,512,0,{"$error":"#DIV/0!"},{"$f":"+IF(#REF!=0,0,(#REF!-#REF!)/#REF!)","v":{"$error":"#REF!"}}]
[360,{"$f":"+SettlementAcons!L361","v":0},{"$f":"+SettlementAcons!B361","v":0},{"$f":"+SettlementAcons!J361","v":0},{"$f":"+SettlementAcons!K361","v":0},"",0,{"$f":"+SettlementAcons!N361/1000","v":0},150,"default",1,1,3,0,0,null,{"$f":"+SettlementAcons!W361","v":0},{"$error":"#DIV/0!"},{"$error":"#DIV/0!"},{"$error":"#DIV/0!"},{"$error":"#DIV/0!"},{"$error":"#DIV/0!"},{"$error":"#DIV/0!"},{"$f":"IF(L1209=0,\"\",VLOOKUP($R1209/1000,Networkdesign!$R$4:$T$17,3))","v":{"$error":"#DIV/0!"}},{"$f":"IF(L1209=0,0,VLOOKUP($S1209/L1209/1000,Networkdesign!$R$4:$U$17,4))","v":{"$error":"#DIV/0!"}},{"$error":"#DIV/0!"},{"$error":"#DIV/0!"},{"$error":"#DIV/0!"},{"$error":"#DIV/0!"},{"$error":"#DIV/0!"},{"$error":"#DIV/0!"},{"$error":"#DIV/0!"},{"$f":"+(Z1209*Networkdesign!O$6+AA1209*Networkdesign!O$8+AB1209*Networkdesign!O$9+AC1209*Networkdesign!O$10+AD1209*Networkdesign!O$11+AE1209*Networkdesign!O$12)/1000","v":{"$error":"#DIV/0!"}},{"$f":"+(Z1209*Network!G$76+AA1209*Network!I$76+AB1209*Network!J$76+AC1209*Network!K$76+AD1209*Network!L$76+AE1209*Network!M$76)","v":{"$error":"#DIV/0!"}},0,0,0,0,0,0,0,0,0,100,0,100,0,50,0,{"$error":"#DIV/0!"},{"$error":"#DIV/0!"},0,{"$f":"IF(M1209>1,0,BA$8*$W1209+S1209*Summary!J$391)","v":0},0,0,0,0,0,0,0,0,0,0,0,0,0,0,0,0,{"$f":"Summary!J$83*(+BA1209)","v":0},0,0,{"$f":"+IF($M1209=2,IF($O1209<Summary!$F$383,Summary!$J$398*$L1209,$BU$8*$W1209),0)","v":0},0,0,0,0,0,0,0,0,{"$f":"+IF(M1209=3,IF(O1209<Summary!F$383,Summary!J$406*L1209,CD$8*W1209),0)","v":4800},0,0,0,0,0,0,0,0,0,0,0,0,0,0,80,0,432,512,0,{"$error":"#DIV/0!"},{"$f":"+IF(#REF!=0,0,(#REF!-#REF!)/#REF!)","v":{"$error":"#REF!"}}]
[361,{"$f":"+SettlementAcons!L362","v":0},{"$f":"+SettlementAcons!B362","v":0},{"$f":"+SettlementAcons!J362","v":0},{"$f":"+SettlementAcons!K362","v":0},"",0,{"$f":"+SettlementAcons!N362/1000","v":0},150,"default",1,1,3,0,0,null,{"$f":"+SettlementAcons!W362","v":0},{"$error":"#DIV/0!"},{"$error":"#DIV/0!"},{"$error":"#DIV/0!"},{"$error":"#DIV/0!"},{"$error":"#DIV/0!"},{"$error":"#DIV/0!"},{"$f":"IF(L1210=0,\"\",VLOOKUP($R1210/1000,Networkdesign!$R$4:$T$17,3))","v":{"$error":"#DIV/0!"}},{"$f":"IF(L1210=0,0,VLOOKUP($S1210/L1210/1000,Networkdesign!$R$4:$U$17,4))","v":{"$error":"#DIV/0!"}},{"$error":"#DIV/0!"},{"$error":"#DIV/0!"},{"$error":"#DIV/0!"},{"$error":"#DIV/0!"},{"$error":"#DIV/0!"},{"$error":"#DIV/0!"},{"$error":"#DIV/0!"},{"$f":"+(Z1210*Networkdesign!O$6+AA1210*Networkdesign!O$8+AB1210*Networkdesign!O$9+AC1210*Networkdesign!O$10+AD1210*Networkdesign!O$11+AE1210*Networkdesign!O$12)/1000","v":{"$error":"#DIV/0!"}},{"$f":"+(Z1210*Network!G$76+AA1210*Network!I$76+AB1210*Network!J$76+AC1210*Network!K$76+AD1210*Network!L$76+AE1210*Network!M$76)","v":{"$error":"#DIV/0!"}},0,0,0,0,0,0,0,0,0,100,0,100,0,50,0,{"$error":"#DIV/0!"},{"$error":"#DIV/0!"},0,{"$f":"IF(M1210>1,0,BA$8*$W1210+S1210*Summary!J$391)","v":0},0,0,0,0,0,0,0,0,0,0,0,0,0,0,0,0,{"$f":"Summary!J$83*(+BA1210)","v":0},0,0,{"$f":"+IF($M1210=2,IF($O1210<Summary!$F$383,Summary!$J$398*$L1210,$BU$8*$W1210),0)","v":0},0,0,0,0,0,0,0,0,{"$f":"+IF(M1210=3,IF(O1210<Summary!F$383,Summary!J$406*L1210,CD$8*W1210),0)","v":4800},0,0,0,0,0,0,0,0,0,0,0,0,0,0,80,0,432,512,0,{"$error":"#DIV/0!"},{"$f":"+IF(#REF!=0,0,(#REF!-#REF!)/#REF!)","v":{"$error":"#REF!"}}]
[362,{"$f":"+SettlementAcons!L363","v":0},{"$f":"+SettlementAcons!B363","v":0},{"$f":"+SettlementAcons!J363","v":0},{"$f":"+SettlementAcons!K363","v":0},"",0,{"$f":"+SettlementAcons!N363/1000","v":0},150,"default",1,1,3,0,0,null,{"$f":"+SettlementAcons!W363","v":0},{"$error":"#DIV/0!"},{"$error":"#DIV/0!"},{"$error":"#DIV/0!"},{"$error":"#DIV/0!"},{"$error":"#DIV/0!"},{"$error":"#DIV/0!"},{"$f":"IF(L1211=0,\"\",VLOOKUP($R1211/1000,Networkdesign!$R$4:$T$17,3))","v":{"$error":"#DIV/0!"}},{"$f":"IF(L1211=0,0,VLOOKUP($S1211/L1211/1000,Networkdesign!$R$4:$U$17,4))","v":{"$error":"#DIV/0!"}},{"$error":"#DIV/0!"},{"$error":"#DIV/0!"},{"$error":"#DIV/0!"},{"$error":"#DIV/0!"},{"$error":"#DIV/0!"},{"$error":"#DIV/0!"},{"$error":"#DIV/0!"},{"$f":"+(Z1211*Networkdesign!O$6+AA1211*Networkdesign!O$8+AB1211*Networkdesign!O$9+AC1211*Networkdesign!O$10+AD1211*Networkdesign!O$11+AE1211*Networkdesign!O$12)/1000","v":{"$error":"#DIV/0!"}},{"$f":"+(Z1211*Network!G$76+AA1211*Network!I$76+AB1211*Network!J$76+AC1211*Network!K$76+AD1211*Network!L$76+AE1211*Network!M$76)","v":{"$error":"#DIV/0!"}},0,0,0,0,0,0,0,0,0,100,0,100,0,50,0,{"$error":"#DIV/0!"},{"$error":"#DIV/0!"},0,{"$f":"IF(M1211>1,0,BA$8*$W1211+S1211*Summary!J$391)","v":0},0,0,0,0,0,0,0,0,0,0,0,0,0,0,0,0,{"$f":"Summary!J$83*(+BA1211)","v":0},0,0,{"$f":"+IF($M1211=2,IF($O1211<Summary!$F$383,Summary!$J$398*$L1211,$BU$8*$W1211),0)","v":0},0,0,0,0,0,0,0,0,{"$f":"+IF(M1211=3,IF(O1211<Summary!F$383,Summary!J$406*L1211,CD$8*W1211),0)","v":4800},0,0,0,0,0,0,0,0,0,0,0,0,0,0,80,0,432,512,0,{"$error":"#DIV/0!"},{"$f":"+IF(#REF!=0,0,(#REF!-#REF!)/#REF!)","v":{"$error":"#REF!"}}]
[363,{"$f":"+SettlementAcons!L364","v":0},{"$f":"+SettlementAcons!B364","v":0},{"$f":"+SettlementAcons!J364","v":0},{"$f":"+SettlementAcons!K364","v":0},"",0,{"$f":"+SettlementAcons!N364/1000","v":0},150,"default",1,1,3,0,0,null,{"$f":"+SettlementAcons!W364","v":0},{"$error":"#DIV/0!"},{"$error":"#DIV/0!"},{"$error":"#DIV/0!"},{"$error":"#DIV/0!"},{"$error":"#DIV/0!"},{"$error":"#DIV/0!"},{"$f":"IF(L1212=0,\"\",VLOOKUP($R1212/1000,Networkdesign!$R$4:$T$17,3))","v":{"$error":"#DIV/0!"}},{"$f":"IF(L1212=0,0,VLOOKUP($S1212/L1212/1000,Networkdesign!$R$4:$U$17,4))","v":{"$error":"#DIV/0!"}},{"$error":"#DIV/0!"},{"$error":"#DIV/0!"},{"$error":"#DIV/0!"},{"$error":"#DIV/0!"},{"$error":"#DIV/0!"},{"$error":"#DIV/0!"},{"$error":"#DIV/0!"},{"$f":"+(Z1212*Networkdesign!O$6+AA1212*Networkdesign!O$8+AB1212*Networkdesign!O$9+AC1212*Networkdesign!O$10+AD1212*Networkdesign!O$11+AE1212*Networkdesign!O$12)/1000","v":{"$error":"#DIV/0!"}},{"$f":"+(Z1212*Network!G$76+AA1212*Network!I$76+AB1212*Network!J$76+AC1212*Network!K$76+AD1212*Network!L$76+AE1212*Network!M$76)","v":{"$error":"#DIV/0!"}},0,0,0,0,0,0,0,0,0,100,0,100,0,50,0,{"$error":"#DIV/0!"},{"$error":"#DIV/0!"},0,{"$f":"IF(M1212>1,0,BA$8*$W1212+S1212*Summary!J$391)","v":0},0,0,0,0,0,0,0,0,0,0,0,0,0,0,0,0,{"$f":"Summary!J$83*(+BA1212)","v":0},0,0,{"$f":"+IF($M1212=2,IF($O1212<Summary!$F$383,Summary!$J$398*$L1212,$BU$8*$W1212),0)","v":0},0,0,0,0,0,0,0,0,{"$f":"+IF(M1212=3,IF(O1212<Summary!F$383,Summary!J$406*L1212,CD$8*W1212),0)","v":4800},0,0,0,0,0,0,0,0,0,0,0,0,0,0,80,0,432,512,0,{"$error":"#DIV/0!"},{"$f":"+IF(#REF!=0,0,(#REF!-#REF!)/#REF!)","v":{"$error":"#REF!"}}]
[364,{"$f":"+SettlementAcons!L365","v":0},{"$f":"+SettlementAcons!B365","v":0},{"$f":"+SettlementAcons!J365","v":0},{"$f":"+SettlementAcons!K365","v":0},"",0,{"$f":"+SettlementAcons!N365/1000","v":0},150,"default",1,1,3,0,0,null,{"$f":"+SettlementAcons!W365","v":0},{"$error":"#DIV/0!"},{"$error":"#DIV/0!"},{"$error":"#DIV/0!"},{"$error":"#DIV/0!"},{"$error":"#DIV/0!"},{"$error":"#DIV/0!"},{"$f":"IF(L1213=0,\"\",VLOOKUP($R1213/1000,Networkdesign!$R$4:$T$17,3))","v":{"$error":"#DIV/0!"}},{"$f":"IF(L1213=0,0,VLOOKUP($S1213/L1213/1000,Networkdesign!$R$4:$U$17,4))","v":{"$error":"#DIV/0!"}},{"$error":"#DIV/0!"},{"$error":"#DIV/0!"},{"$error":"#DIV/0!"},{"$error":"#DIV/0!"},{"$error":"#DIV/0!"},{"$error":"#DIV/0!"},{"$error":"#DIV/0!"},{"$f":"+(Z1213*Networkdesign!O$6+AA1213*Networkdesign!O$8+AB1213*Networkdesign!O$9+AC1213*Networkdesign!O$10+AD1213*Networkdesign!O$11+AE1213*Networkdesign!O$12)/1000","v":{"$error":"#DIV/0!"}},{"$f":"+(Z1213*Network!G$76+AA1213*Network!I$76+AB1213*Network!J$76+AC1213*Network!K$76+AD1213*Network!L$76+AE1213*Network!M$76)","v":{"$error":"#DIV/0!"}},0,0,0,0,0,0,0,0,0,100,0,100,0,50,0,{"$error":"#DIV/0!"},{"$error":"#DIV/0!"},0,{"$f":"IF(M1213>1,0,BA$8*$W1213+S1213*Summary!J$391)","v":0},0,0,0,0,0,0,0,0,0,0,0,0,0,0,0,0,{"$f":"Summary!J$83*(+BA1213)","v":0},0,0,{"$f":"+IF($M1213=2,IF($O1213<Summary!$F$383,Summary!$J$398*$L1213,$BU$8*$W1213),0)","v":0},0,0,0,0,0,0,0,0,{"$f":"+IF(M1213=3,IF(O1213<Summary!F$383,Summary!J$406*L1213,CD$8*W1213),0)","v":4800},0,0,0,0,0,0,0,0,0,0,0,0,0,0,80,0,432,512,0,{"$error":"#DIV/0!"},{"$f":"+IF(#REF!=0,0,(#REF!-#REF!)/#REF!)","v":{"$error":"#REF!"}}]
[365,{"$f":"+SettlementAcons!L366","v":0},{"$f":"+SettlementAcons!B366","v":0},{"$f":"+SettlementAcons!J366","v":0},{"$f":"+SettlementAcons!K366","v":0},"",0,{"$f":"+SettlementAcons!N366/1000","v":0},150,"default",1,1,3,0,0,null,{"$f":"+SettlementAcons!W366","v":0},{"$error":"#DIV/0!"},{"$error":"#DIV/0!"},{"$error":"#DIV/0!"},{"$error":"#DIV/0!"},{"$error":"#DIV/0!"},{"$error":"#DIV/0!"},{"$f":"IF(L1214=0,\"\",VLOOKUP($R1214/1000,Networkdesign!$R$4:$T$17,3))","v":{"$error":"#DIV/0!"}},{"$f":"IF(L1214=0,0,VLOOKUP($S1214/L1214/1000,Networkdesign!$R$4:$U$17,4))","v":{"$error":"#DIV/0!"}},{"$error":"#DIV/0!"},{"$error":"#DIV/0!"},{"$error":"#DIV/0!"},{"$error":"#DIV/0!"},{"$error":"#DIV/0!"},{"$error":"#DIV/0!"},{"$error":"#DIV/0!"},{"$f":"+(Z1214*Networkdesign!O$6+AA1214*Networkdesign!O$8+AB1214*Networkdesign!O$9+AC1214*Networkdesign!O$10+AD1214*Networkdesign!O$11+AE1214*Networkdesign!O$12)/1000","v":{"$error":"#DIV/0!"}},{"$f":"+(Z1214*Network!G$76+AA1214*Network!I$76+AB1214*Network!J$76+AC1214*Network!K$76+AD1214*Network!L$76+AE1214*Network!M$76)","v":{"$error":"#DIV/0!"}},0,0,0,0,0,0,0,0,0,100,0,100,0,50,0,{"$error":"#DIV/0!"},{"$error":"#DIV/0!"},0,{"$f":"IF(M1214>1,0,BA$8*$W1214+S1214*Summary!J$391)","v":0},0,0,0,0,0,0,0,0,0,0,0,0,0,0,0,0,{"$f":"Summary!J$83*(+BA1214)","v":0},0,0,{"$f":"+IF($M1214=2,IF($O1214<Summary!$F$383,Summary!$J$398*$L1214,$BU$8*$W1214),0)","v":0},0,0,0,0,0,0,0,0,{"$f":"+IF(M1214=3,IF(O1214<Summary!F$383,Summary!J$406*L1214,CD$8*W1214),0)","v":4800},0,0,0,0,0,0,0,0,0,0,0,0,0,0,80,0,432,512,0,{"$error":"#DIV/0!"},{"$f":"+IF(#REF!=0,0,(#REF!-#REF!)/#REF!)","v":{"$error":"#REF!"}}]
[366,{"$f":"+SettlementAcons!L367","v":0},{"$f":"+SettlementAcons!B367","v":0},{"$f":"+SettlementAcons!J367","v":0},{"$f":"+SettlementAcons!K367","v":0},"",0,{"$f":"+SettlementAcons!N367/1000","v":0},150,"default",1,1,3,0,0,null,{"$f":"+SettlementAcons!W367","v":0},{"$error":"#DIV/0!"},{"$error":"#DIV/0!"},{"$error":"#DIV/0!"},{"$error":"#DIV/0!"},{"$error":"#DIV/0!"},{"$error":"#DIV/0!"},{"$f":"IF(L1215=0,\"\",VLOOKUP($R1215/1000,Networkdesign!$R$4:$T$17,3))","v":{"$error":"#DIV/0!"}},{"$f":"IF(L1215=0,0,VLOOKUP($S1215/L1215/1000,Networkdesign!$R$4:$U$17,4))","v":{"$error":"#DIV/0!"}},{"$error":"#DIV/0!"},{"$error":"#DIV/0!"},{"$error":"#DIV/0!"},{"$error":"#DIV/0!"},{"$error":"#DIV/0!"},{"$error":"#DIV/0!"},{"$error":"#DIV/0!"},{"$f":"+(Z1215*Networkdesign!O$6+AA1215*Networkdesign!O$8+AB1215*Networkdesign!O$9+AC1215*Networkdesign!O$10+AD1215*Networkdesign!O$11+AE1215*Networkdesign!O$12)/1000","v":{"$error":"#DIV/0!"}},{"$f":"+(Z1215*Network!G$76+AA1215*Network!I$76+AB1215*Network!J$76+AC1215*Network!K$76+AD1215*Network!L$76+AE1215*Network!M$76)","v":{"$error":"#DIV/0!"}},0,0,0,0,0,0,0,0,0,100,0,100,0,50,0,{"$error":"#DIV/0!"},{"$error":"#DIV/0!"},0,{"$f":"IF(M1215>1,0,BA$8*$W1215+S1215*Summary!J$391)","v":0},0,0,0,0,0,0,0,0,0,0,0,0,0,0,0,0,{"$f":"Summary!J$83*(+BA1215)","v":0},0,0,{"$f":"+IF($M1215=2,IF($O1215<Summary!$F$383,Summary!$J$398*$L1215,$BU$8*$W1215),0)","v":0},0,0,0,0,0,0,0,0,{"$f":"+IF(M1215=3,IF(O1215<Summary!F$383,Summary!J$406*L1215,CD$8*W1215),0)","v":4800},0,0,0,0,0,0,0,0,0,0,0,0,0,0,80,0,432,512,0,{"$error":"#DIV/0!"},{"$f":"+IF(#REF!=0,0,(#REF!-#REF!)/#REF!)","v":{"$error":"#REF!"}}]
[367,{"$f":"+SettlementAcons!L368","v":0},{"$f":"+SettlementAcons!B368","v":0},{"$f":"+SettlementAcons!J368","v":0},{"$f":"+SettlementAcons!K368","v":0},"",0,{"$f":"+SettlementAcons!N368/1000","v":0},150,"default",1,1,3,0,0,null,{"$f":"+SettlementAcons!W368","v":0},{"$error":"#DIV/0!"},{"$error":"#DIV/0!"},{"$error":"#DIV/0!"},{"$error":"#DIV/0!"},{"$error":"#DIV/0!"},{"$error":"#DIV/0!"},{"$f":"IF(L1216=0,\"\",VLOOKUP($R1216/1000,Networkdesign!$R$4:$T$17,3))","v":{"$error":"#DIV/0!"}},{"$f":"IF(L1216=0,0,VLOOKUP($S1216/L1216/1000,Networkdesign!$R$4:$U$17,4))","v":{"$error":"#DIV/0!"}},{"$error":"#DIV/0!"},{"$error":"#DIV/0!"},{"$error":"#DIV/0!"},{"$error":"#DIV/0!"},{"$error":"#DIV/0!"},{"$error":"#DIV/0!"},{"$error":"#DIV/0!"},{"$f":"+(Z1216*Networkdesign!O$6+AA1216*Networkdesign!O$8+AB1216*Networkdesign!O$9+AC1216*Networkdesign!O$10+AD1216*Networkdesign!O$11+AE1216*Networkdesign!O$12)/1000","v":{"$error":"#DIV/0!"}},{"$f":"+(Z1216*Network!G$76+AA1216*Network!I$76+AB1216*Network!J$76+AC1216*Network!K$76+AD1216*Network!L$76+AE1216*Network!M$76)","v":{"$error":"#DIV/0!"}},0,0,0,0,0,0,0,0,0,100,0,100,0,50,0,{"$error":"#DIV/0!"},{"$error":"#DIV/0!"},0,{"$f":"IF(M1216>1,0,BA$8*$W1216+S1216*Summary!J$391)","v":0},0,0,0,0,0,0,0,0,0,0,0,0,0,0,0,0,{"$f":"Summary!J$83*(+BA1216)","v":0},0,0,{"$f":"+IF($M1216=2,IF($O1216<Summary!$F$383,Summary!$J$398*$L1216,$BU$8*$W1216),0)","v":0},0,0,0,0,0,0,0,0,{"$f":"+IF(M1216=3,IF(O1216<Summary!F$383,Summary!J$406*L1216,CD$8*W1216),0)","v":4800},0,0,0,0,0,0,0,0,0,0,0,0,0,0,80,0,432,512,0,{"$error":"#DIV/0!"},{"$f":"+IF(#REF!=0,0,(#REF!-#REF!)/#REF!)","v":{"$error":"#REF!"}}]
[368,{"$f":"+SettlementAcons!L369","v":0},{"$f":"+SettlementAcons!B369","v":0},{"$f":"+SettlementAcons!J369","v":0},{"$f":"+SettlementAcons!K369","v":0},"",0,{"$f":"+SettlementAcons!N369/1000","v":0},150,"default",1,1,3,0,0,null,{"$f":"+SettlementAcons!W369","v":0},{"$error":"#DIV/0!"},{"$error":"#DIV/0!"},{"$error":"#DIV/0!"},{"$error":"#DIV/0!"},{"$error":"#DIV/0!"},{"$error":"#DIV/0!"},{"$f":"IF(L1217=0,\"\",VLOOKUP($R1217/1000,Networkdesign!$R$4:$T$17,3))","v":{"$error":"#DIV/0!"}},{"$f":"IF(L1217=0,0,VLOOKUP($S1217/L1217/1000,Networkdesign!$R$4:$U$17,4))","v":{"$error":"#DIV/0!"}},{"$error":"#DIV/0!"},{"$error":"#DIV/0!"},{"$error":"#DIV/0!"},{"$error":"#DIV/0!"},{"$error":"#DIV/0!"},{"$error":"#DIV/0!"},{"$error":"#DIV/0!"},{"$f":"+(Z1217*Networkdesign!O$6+AA1217*Networkdesign!O$8+AB1217*Networkdesign!O$9+AC1217*Networkdesign!O$10+AD1217*Networkdesign!O$11+AE1217*Networkdesign!O$12)/1000","v":{"$error":"#DIV/0!"}},{"$f":"+(Z1217*Network!G$76+AA1217*Network!I$76+AB1217*Network!J$76+AC1217*Network!K$76+AD1217*Network!L$76+AE1217*Network!M$76)","v":{"$error":"#DIV/0!"}},0,0,0,0,0,0,0,0,0,100,0,100,0,50,0,{"$error":"#DIV/0!"},{"$error":"#DIV/0!"},0,{"$f":"IF(M1217>1,0,BA$8*$W1217+S1217*Summary!J$391)","v":0},0,0,0,0,0,0,0,0,0,0,0,0,0,0,0,0,{"$f":"Summary!J$83*(+BA1217)","v":0},0,0,{"$f":"+IF($M1217=2,IF($O1217<Summary!$F$383,Summary!$J$398*$L1217,$BU$8*$W1217),0)","v":0},0,0,0,0,0,0,0,0,{"$f":"+IF(M1217=3,IF(O1217<Summary!F$383,Summary!J$406*L1217,CD$8*W1217),0)","v":4800},0,0,0,0,0,0,0,0,0,0,0,0,0,0,80,0,432,512,0,{"$error":"#DIV/0!"},{"$f":"+IF(#REF!=0,0,(#REF!-#REF!)/#REF!)","v":{"$error":"#REF!"}}]
[369,{"$f":"+SettlementAcons!L370","v":0},{"$f":"+SettlementAcons!B370","v":0},{"$f":"+SettlementAcons!J370","v":0},{"$f":"+SettlementAcons!K370","v":0},"",0,{"$f":"+SettlementAcons!N370/1000","v":0},150,"default",1,1,3,0,0,null,{"$f":"+SettlementAcons!W370","v":0},{"$error":"#DIV/0!"},{"$error":"#DIV/0!"},{"$error":"#DIV/0!"},{"$error":"#DIV/0!"},{"$error":"#DIV/0!"},{"$error":"#DIV/0!"},{"$f":"IF(L1218=0,\"\",VLOOKUP($R1218/1000,Networkdesign!$R$4:$T$17,3))","v":{"$error":"#DIV/0!"}},{"$f":"IF(L1218=0,0,VLOOKUP($S1218/L1218/1000,Networkdesign!$R$4:$U$17,4))","v":{"$error":"#DIV/0!"}},{"$error":"#DIV/0!"},{"$error":"#DIV/0!"},{"$error":"#DIV/0!"},{"$error":"#DIV/0!"},{"$error":"#DIV/0!"},{"$error":"#DIV/0!"},{"$error":"#DIV/0!"},{"$f":"+(Z1218*Networkdesign!O$6+AA1218*Networkdesign!O$8+AB1218*Networkdesign!O$9+AC1218*Networkdesign!O$10+AD1218*Networkdesign!O$11+AE1218*Networkdesign!O$12)/1000","v":{"$error":"#DIV/0!"}},{"$f":"+(Z1218*Network!G$76+AA1218*Network!I$76+AB1218*Network!J$76+AC1218*Network!K$76+AD1218*Network!L$76+AE1218*Network!M$76)","v":{"$error":"#DIV/0!"}},0,0,0,0,0,0,0,0,0,100,0,100,0,50,0,{"$error":"#DIV/0!"},{"$error":"#DIV/0!"},0,{"$f":"IF(M1218>1,0,BA$8*$W1218+S1218*Summary!J$391)","v":0},0,0,0,0,0,0,0,0,0,0,0,0,0,0,0,0,{"$f":"Summary!J$83*(+BA1218)","v":0},0,0,{"$f":"+IF($M1218=2,IF($O1218<Summary!$F$383,Summary!$J$398*$L1218,$BU$8*$W1218),0)","v":0},0,0,0,0,0,0,0,0,{"$f":"+IF(M1218=3,IF(O1218<Summary!F$383,Summary!J$406*L1218,CD$8*W1218),0)","v":4800},0,0,0,0,0,0,0,0,0,0,0,0,0,0,80,0,432,512,0,{"$error":"#DIV/0!"},{"$f":"+IF(#REF!=0,0,(#REF!-#REF!)/#REF!)","v":{"$error":"#REF!"}}]
[370,{"$f":"+SettlementAcons!L371","v":0},{"$f":"+SettlementAcons!B371","v":0},{"$f":"+SettlementAcons!J371","v":0},{"$f":"+SettlementAcons!K371","v":0},"",0,{"$f":"+SettlementAcons!N371/1000","v":0},150,"default",1,1,3,0,0,null,{"$f":"+SettlementAcons!W371","v":0},{"$error":"#DIV/0!"},{"$error":"#DIV/0!"},{"$error":"#DIV/0!"},{"$error":"#DIV/0!"},{"$error":"#DIV/0!"},{"$error":"#DIV/0!"},{"$f":"IF(L1219=0,\"\",VLOOKUP($R1219/1000,Networkdesign!$R$4:$T$17,3))","v":{"$error":"#DIV/0!"}},{"$f":"IF(L1219=0,0,VLOOKUP($S1219/L1219/1000,Networkdesign!$R$4:$U$17,4))","v":{"$error":"#DIV/0!"}},{"$error":"#DIV/0!"},{"$error":"#DIV/0!"},{"$error":"#DIV/0!"},{"$error":"#DIV/0!"},{"$error":"#DIV/0!"},{"$error":"#DIV/0!"},{"$error":"#DIV/0!"},{"$f":"+(Z1219*Networkdesign!O$6+AA1219*Networkdesign!O$8+AB1219*Networkdesign!O$9+AC1219*Networkdesign!O$10+AD1219*Networkdesign!O$11+AE1219*Networkdesign!O$12)/1000","v":{"$error":"#DIV/0!"}},{"$f":"+(Z1219*Network!G$76+AA1219*Network!I$76+AB1219*Network!J$76+AC1219*Network!K$76+AD1219*Network!L$76+AE1219*Network!M$76)","v":{"$error":"#DIV/0!"}},0,0,0,0,0,0,0,0,0,100,0,100,0,50,0,{"$error":"#DIV/0!"},{"$error":"#DIV/0!"},0,{"$f":"IF(M1219>1,0,BA$8*$W1219+S1219*Summary!J$391)","v":0},0,0,0,0,0,0,0,0,0,0,0,0,0,0,0,0,{"$f":"Summary!J$83*(+BA1219)","v":0},0,0,{"$f":"+IF($M1219=2,IF($O1219<Summary!$F$383,Summary!$J$398*$L1219,$BU$8*$W1219),0)","v":0},0,0,0,0,0,0,0,0,{"$f":"+IF(M1219=3,IF(O1219<Summary!F$383,Summary!J$406*L1219,CD$8*W1219),0)","v":4800},0,0,0,0,0,0,0,0,0,0,0,0,0,0,80,0,432,512,0,{"$error":"#DIV/0!"},{"$f":"+IF(#REF!=0,0,(#REF!-#REF!)/#REF!)","v":{"$error":"#REF!"}}]
[371,{"$f":"+SettlementAcons!L372","v":0},{"$f":"+SettlementAcons!B372","v":0},{"$f":"+SettlementAcons!J372","v":0},{"$f":"+SettlementAcons!K372","v":0},"",0,{"$f":"+SettlementAcons!N372/1000","v":0},150,"default",1,1,3,0,0,null,{"$f":"+SettlementAcons!W372","v":0},{"$error":"#DIV/0!"},{"$error":"#DIV/0!"},{"$error":"#DIV/0!"},{"$error":"#DIV/0!"},{"$error":"#DIV/0!"},{"$error":"#DIV/0!"},{"$f":"IF(L1220=0,\"\",VLOOKUP($R1220/1000,Networkdesign!$R$4:$T$17,3))","v":{"$error":"#DIV/0!"}},{"$f":"IF(L1220=0,0,VLOOKUP($S1220/L1220/1000,Networkdesign!$R$4:$U$17,4))","v":{"$error":"#DIV/0!"}},{"$error":"#DIV/0!"},{"$error":"#DIV/0!"},{"$error":"#DIV/0!"},{"$error":"#DIV/0!"},{"$error":"#DIV/0!"},{"$error":"#DIV/0!"},{"$error":"#DIV/0!"},{"$f":"+(Z1220*Networkdesign!O$6+AA1220*Networkdesign!O$8+AB1220*Networkdesign!O$9+AC1220*Networkdesign!O$10+AD1220*Networkdesign!O$11+AE1220*Networkdesign!O$12)/1000","v":{"$error":"#DIV/0!"}},{"$f":"+(Z1220*Network!G$76+AA1220*Network!I$76+AB1220*Network!J$76+AC1220*Network!K$76+AD1220*Network!L$76+AE1220*Network!M$76)","v":{"$error":"#DIV/0!"}},0,0,0,0,0,0,0,0,0,100,0,100,0,50,0,{"$error":"#DIV/0!"},{"$error":"#DIV/0!"},0,{"$f":"IF(M1220>1,0,BA$8*$W1220+S1220*Summary!J$391)","v":0},0,0,0,0,0,0,0,0,0,0,0,0,0,0,0,0,{"$f":"Summary!J$83*(+BA1220)","v":0},0,0,{"$f":"+IF($M1220=2,IF($O1220<Summary!$F$383,Summary!$J$398*$L1220,$BU$8*$W1220),0)","v":0},0,0,0,0,0,0,0,0,{"$f":"+IF(M1220=3,IF(O1220<Summary!F$383,Summary!J$406*L1220,CD$8*W1220),0)","v":4800},0,0,0,0,0,0,0,0,0,0,0,0,0,0,80,0,432,512,0,{"$error":"#DIV/0!"},{"$f":"+IF(#REF!=0,0,(#REF!-#REF!)/#REF!)","v":{"$error":"#REF!"}}]
[372,{"$f":"+SettlementAcons!L373","v":0},{"$f":"+SettlementAcons!B373","v":0},{"$f":"+SettlementAcons!J373","v":0},{"$f":"+SettlementAcons!K373","v":0},"",0,{"$f":"+SettlementAcons!N373/1000","v":0},150,"default",1,1,3,0,0,null,{"$f":"+SettlementAcons!W373","v":0},{"$error":"#DIV/0!"},{"$error":"#DIV/0!"},{"$error":"#DIV/0!"},{"$error":"#DIV/0!"},{"$error":"#DIV/0!"},{"$error":"#DIV/0!"},{"$f":"IF(L1221=0,\"\",VLOOKUP($R1221/1000,Networkdesign!$R$4:$T$17,3))","v":{"$error":"#DIV/0!"}},{"$f":"IF(L1221=0,0,VLOOKUP($S1221/L1221/1000,Networkdesign!$R$4:$U$17,4))","v":{"$error":"#DIV/0!"}},{"$error":"#DIV/0!"},{"$error":"#DIV/0!"},{"$error":"#DIV/0!"},{"$error":"#DIV/0!"},{"$error":"#DIV/0!"},{"$error":"#DIV/0!"},{"$error":"#DIV/0!"},{"$f":"+(Z1221*Networkdesign!O$6+AA1221*Networkdesign!O$8+AB1221*Networkdesign!O$9+AC1221*Networkdesign!O$10+AD1221*Networkdesign!O$11+AE1221*Networkdesign!O$12)/1000","v":{"$error":"#DIV/0!"}},{"$f":"+(Z1221*Network!G$76+AA1221*Network!I$76+AB1221*Network!J$76+AC1221*Network!K$76+AD1221*Network!L$76+AE1221*Network!M$76)","v":{"$error":"#DIV/0!"}},{"$f":"IF($L1221=0,0,IF($O1221/$L1221<AI$4,IF($O1221/$L1221<AI$3,0,$O1221/$L1221-AI$3),AI$4-AI$3)*$L1221)","v":0},0,0,0,0,0,0,0,0,100,0,100,0,50,0,{"$error":"#DIV/0!"},{"$error":"#DIV/0!"},0,{"$f":"IF(M1221>1,0,BA$8*$W1221+S1221*Summary!J$391)","v":0},0,0,0,0,0,0,0,0,0,0,0,0,0,0,0,0,{"$f":"Summary!J$83*(+BA1221)","v":0},0,0,{"$f":"+IF($M1221=2,IF($O1221<Summary!$F$383,Summary!$J$398*$L1221,$BU$8*$W1221),0)","v":0},0,0,0,0,0,0,0,0,{"$f":"+IF(M1221=3,IF(O1221<Summary!F$383,Summary!J$406*L1221,CD$8*W1221),0)","v":4800},0,0,0,0,0,0,0,0,0,0,0,0,0,0,80,0,432,512,0,{"$error":"#DIV/0!"},{"$f":"+IF(#REF!=0,0,(#REF!-#REF!)/#REF!)","v":{"$error":"#REF!"}}]
[373,{"$f":"+SettlementAcons!L374","v":0},{"$f":"+SettlementAcons!B374","v":0},{"$f":"+SettlementAcons!J374","v":0},{"$f":"+SettlementAcons!K374","v":0},"",0,{"$f":"+SettlementAcons!N374/1000","v":0},150,"default",1,1,3,0,0,null,{"$f":"+SettlementAcons!W374","v":0},{"$error":"#DIV/0!"},{"$error":"#DIV/0!"},{"$error":"#DIV/0!"},{"$error":"#DIV/0!"},{"$error":"#DIV/0!"},{"$error":"#DIV/0!"},{"$f":"IF(L1222=0,\"\",VLOOKUP($R1222/1000,Networkdesign!$R$4:$T$17,3))","v":{"$error":"#DIV/0!"}},{"$f":"IF(L1222=0,0,VLOOKUP($S1222/L1222/1000,Networkdesign!$R$4:$U$17,4))","v":{"$error":"#DIV/0!"}},{"$error":"#DIV/0!"},{"$error":"#DIV/0!"},{"$error":"#DIV/0!"},{"$f":"($Y1222=AC$7)*AC$8*$L1222","v":{"$error":"#DIV/0!"}},{"$error":"#DIV/0!"},{"$error":"#DIV/0!"},{"$error":"#DIV/0!"},{"$f":"+(Z1222*Networkdesign!O$6+AA1222*Networkdesign!O$8+AB1222*Networkdesign!O$9+AC1222*Networkdesign!O$10+AD1222*Networkdesign!O$11+AE1222*Networkdesign!O$12)/1000","v":{"$error":"#DIV/0!"}},{"$f":"+(Z1222*Network!G$76+AA1222*Network!I$76+AB1222*Network!J$76+AC1222*Network!K$76+AD1222*Network!L$76+AE1222*Network!M$76)","v":{"$error":"#DIV/0!"}},0,0,0,0,0,0,0,0,0,100,0,100,0,50,0,{"$error":"#DIV/0!"},{"$error":"#DIV/0!"},0,{"$f":"IF(M1222>1,0,BA$8*$W1222+S1222*Summary!J$391)","v":0},0,0,0,0,0,0,0,0,0,0,0,0,0,0,0,0,{"$f":"Summary!J$83*(+BA1222)","v":0},0,0,{"$f":"+IF($M1222=2,IF($O1222<Summary!$F$383,Summary!$J$398*$L1222,$BU$8*$W1222),0)","v":0},0,0,0,0,0,0,0,0,{"$f":"+IF(M1222=3,IF(O1222<Summary!F$383,Summary!J$406*L1222,CD$8*W1222),0)","v":4800},0,0,0,0,0,0,0,0,0,0,0,0,0,0,80,0,432,512,0,{"$error":"#DIV/0!"},{"$f":"+IF(#REF!=0,0,(#REF!-#REF!)/#REF!)","v":{"$error":"#REF!"}}]
[374,{"$f":"+SettlementAcons!L375","v":0},{"$f":"+SettlementAcons!B375","v":0},{"$f":"+SettlementAcons!J375","v":0},{"$f":"+SettlementAcons!K375","v":0},"",0,{"$f":"+SettlementAcons!N375/1000","v":0},150,"default",1,1,{"$f":"+M$849","v":3},0,0,null,{"$f":"+SettlementAcons!W375","v":0},{"$error":"#DIV/0!"},{"$error":"#DIV/0!"},{"$error":"#DIV/0!"},{"$error":"#DIV/0!"},{"$error":"#DIV/0!"},{"$error":"#DIV/0!"},{"$f":"IF(L1223=0,\"\",VLOOKUP($R1223/1000,Networkdesign!$R$4:$T$17,3))","v":{"$error":"#DIV/0!"}},{"$f":"IF(L1223=0,0,VLOOKUP($S1223/L1223/1000,Networkdesign!$R$4:$U$17,4))","v":{"$error":"#DIV/0!"}},{"$error":"#DIV/0!"},{"$error":"#DIV/0!"},{"$error":"#DIV/0!"},{"$error":"#DIV/0!"},{"$error":"#DIV/0!"},{"$error":"#DIV/0!"},{"$error":"#DIV/0!"},{"$f":"+(Z1223*Networkdesign!O$6+AA1223*Networkdesign!O$8+AB1223*Networkdesign!O$9+AC1223*Networkdesign!O$10+AD1223*Networkdesign!O$11+AE1223*Networkdesign!O$12)/1000","v":{"$error":"#DIV/0!"}},{"$f":"+(Z1223*Network!G$76+AA1223*Network!I$76+AB1223*Network!J$76+AC1223*Network!K$76+AD1223*Network!L$76+AE1223*Network!M$76)","v":{"$error":"#DIV/0!"}},0,0,0,0,0,0,0,0,0,100,0,100,0,50,0,{"$error":"#DIV/0!"},{"$error":"#DIV/0!"},0,{"$f":"IF(M1223>1,0,BA$8*$W1223+S1223*Summary!J$391)","v":0},0,0,0,0,0,0,{"$f":"+BH$4","v":0},0,0,0,0,0,0,0,0,0,{"$f":"Summary!J$83*(+BA1223)","v":0},0,0,{"$f":"+IF($M1223=2,IF($O1223<Summary!$F$383,Summary!$J$398*$L1223,$BU$8*$W1223),0)","v":0},0,0,0,0,0,0,0,0,{"$f":"+IF(M1223=3,IF(O1223<Summary!F$383,Summary!J$406*L1223,CD$8*W1223),0)","v":4800},0,0,0,0,0,0,0,0,0,0,0,0,0,0,80,0,432,512,0,{"$error":"#DIV/0!"},{"$f":"+IF(#REF!=0,0,(#REF!-#REF!)/#REF!)","v":{"$error":"#REF!"}}]
[375,{"$f":"+SettlementAcons!L376","v":0},{"$f":"+SettlementAcons!B376","v":0},{"$f":"+SettlementAcons!J376","v":0},{"$f":"+SettlementAcons!K376","v":0},"",0,{"$f":"+SettlementAcons!N376/1000","v":0},150,"default",1,1,3,0,0,null,{"$f":"+SettlementAcons!W376","v":0},{"$error":"#DIV/0!"},{"$error":"#DIV/0!"},{"$error":"#DIV/0!"},{"$error":"#DIV/0!"},{"$error":"#DIV/0!"},{"$error":"#DIV/0!"},{"$f":"IF(L1224=0,\"\",VLOOKUP($R1224/1000,Networkdesign!$R$4:$T$17,3))","v":{"$error":"#DIV/0!"}},{"$f":"IF(L1224=0,0,VLOOKUP($S1224/L1224/1000,Networkdesign!$R$4:$U$17,4))","v":{"$error":"#DIV/0!"}},{"$error":"#DIV/0!"},{"$error":"#DIV/0!"},{"$error":"#DIV/0!"},{"$error":"#DIV/0!"},{"$error":"#DIV/0!"},{"$error":"#DIV/0!"},{"$error":"#DIV/0!"},{"$f":"+(Z1224*Networkdesign!O$6+AA1224*Networkdesign!O$8+AB1224*Networkdesign!O$9+AC1224*Networkdesign!O$10+AD1224*Networkdesign!O$11+AE1224*Networkdesign!O$12)/1000","v":{"$error":"#DIV/0!"}},{"$f":"+(Z1224*Network!G$76+AA1224*Network!I$76+AB1224*Network!J$76+AC1224*Network!K$76+AD1224*Network!L$76+AE1224*Network!M$76)","v":{"$error":"#DIV/0!"}},0,0,0,0,0,0,0,0,0,100,0,100,0,50,0,{"$error":"#DIV/0!"},{"$error":"#DIV/0!"},0,{"$f":"IF(M1224>1,0,BA$8*$W1224+S1224*Summary!J$391)","v":0},0,0,0,0,0,0,0,0,0,0,0,0,0,0,0,0,{"$f":"Summary!J$83*(+BA1224)","v":0},0,0,{"$f":"+IF($M1224=2,IF($O1224<Summary!$F$383,Summary!$J$398*$L1224,$BU$8*$W1224),0)","v":0},0,0,0,0,0,0,0,0,{"$f":"+IF(M1224=3,IF(O1224<Summary!F$383,Summary!J$406*L1224,CD$8*W1224),0)","v":4800},0,0,0,0,0,0,0,0,0,0,0,0,0,0,80,0,432,512,0,{"$error":"#DIV/0!"},{"$f":"+IF(#REF!=0,0,(#REF!-#REF!)/#REF!)","v":{"$error":"#REF!"}}]
[376,{"$f":"+SettlementAcons!L377","v":0},{"$f":"+SettlementAcons!B377","v":0},{"$f":"+SettlementAcons!J377","v":0},{"$f":"+SettlementAcons!K377","v":0},"",0,{"$f":"+SettlementAcons!N377/1000","v":0},150,"default",1,1,3,0,0,null,{"$f":"+SettlementAcons!W377","v":0},{"$error":"#DIV/0!"},{"$error":"#DIV/0!"},{"$error":"#DIV/0!"},{"$error":"#DIV/0!"},{"$error":"#DIV/0!"},{"$error":"#DIV/0!"},{"$f":"IF(L1225=0,\"\",VLOOKUP($R1225/1000,Networkdesign!$R$4:$T$17,3))","v":{"$error":"#DIV/0!"}},{"$f":"IF(L1225=0,0,VLOOKUP($S1225/L1225/1000,Networkdesign!$R$4:$U$17,4))","v":{"$error":"#DIV/0!"}},{"$error":"#DIV/0!"},{"$error":"#DIV/0!"},{"$error":"#DIV/0!"},{"$error":"#DIV/0!"},{"$error":"#DIV/0!"},{"$error":"#DIV/0!"},{"$error":"#DIV/0!"},{"$f":"+(Z1225*Networkdesign!O$6+AA1225*Networkdesign!O$8+AB1225*Networkdesign!O$9+AC1225*Networkdesign!O$10+AD1225*Networkdesign!O$11+AE1225*Networkdesign!O$12)/1000","v":{"$error":"#DIV/0!"}},{"$f":"+(Z1225*Network!G$76+AA1225*Network!I$76+AB1225*Network!J$76+AC1225*Network!K$76+AD1225*Network!L$76+AE1225*Network!M$76)","v":{"$error":"#DIV/0!"}},0,0,0,0,0,0,0,0,0,100,0,100,0,50,0,{"$error":"#DIV/0!"},{"$error":"#DIV/0!"},0,{"$f":"IF(M1225>1,0,BA$8*$W1225+S1225*Summary!J$391)","v":0},0,0,0,0,0,0,0,0,0,0,0,0,0,0,0,0,{"$f":"Summary!J$83*(+BA1225)","v":0},0,0,{"$f":"+IF($M1225=2,IF($O1225<Summary!$F$383,Summary!$J$398*$L1225,$BU$8*$W1225),0)","v":0},0,0,0,0,0,0,0,0,{"$f":"+IF(M1225=3,IF(O1225<Summary!F$383,Summary!J$406*L1225,CD$8*W1225),0)","v":4800},0,0,0,0,0,0,0,0,0,0,0,0,0,0,80,0,432,512,0,{"$error":"#DIV/0!"},{"$f":"+IF(#REF!=0,0,(#REF!-#REF!)/#REF!)","v":{"$error":"#REF!"}}]
[377,{"$f":"+SettlementAcons!L378","v":0},{"$f":"+SettlementAcons!B378","v":0},{"$f":"+SettlementAcons!J378","v":0},{"$f":"+SettlementAcons!K378","v":0},"",0,{"$f":"+SettlementAcons!N378/1000","v":0},150,"default",1,1,3,0,0,null,{"$f":"+SettlementAcons!W378","v":0},{"$error":"#DIV/0!"},{"$error":"#DIV/0!"},{"$error":"#DIV/0!"},{"$error":"#DIV/0!"},{"$error":"#DIV/0!"},{"$error":"#DIV/0!"},{"$f":"IF(L1226=0,\"\",VLOOKUP($R1226/1000,Networkdesign!$R$4:$T$17,3))","v":{"$error":"#DIV/0!"}},{"$f":"IF(L1226=0,0,VLOOKUP($S1226/L1226/1000,Networkdesign!$R$4:$U$17,4))","v":{"$error":"#DIV/0!"}},{"$error":"#DIV/0!"},{"$error":"#DIV/0!"},{"$error":"#DIV/0!"},{"$error":"#DIV/0!"},{"$error":"#DIV/0!"},{"$error":"#DIV/0!"},{"$error":"#DIV/0!"},{"$f":"+(Z1226*Networkdesign!O$6+AA1226*Networkdesign!O$8+AB1226*Networkdesign!O$9+AC1226*Networkdesign!O$10+AD1226*Networkdesign!O$11+AE1226*Networkdesign!O$12)/1000","v":{"$error":"#DIV/0!"}},{"$f":"+(Z1226*Network!G$76+AA1226*Network!I$76+AB1226*Network!J$76+AC1226*Network!K$76+AD1226*Network!L$76+AE1226*Network!M$76)","v":{"$error":"#DIV/0!"}},0,0,0,0,0,0,0,0,0,100,0,100,0,50,0,{"$error":"#DIV/0!"},{"$error":"#DIV/0!"},0,{"$f":"IF(M1226>1,0,BA$8*$W1226+S1226*Summary!J$391)","v":0},0,0,0,0,0,0,0,0,0,0,0,0,0,0,0,0,{"$f":"Summary!J$83*(+BA1226)","v":0},0,0,{"$f":"+IF($M1226=2,IF($O1226<Summary!$F$383,Summary!$J$398*$L1226,$BU$8*$W1226),0)","v":0},0,0,0,0,0,0,0,0,{"$f":"+IF(M1226=3,IF(O1226<Summary!F$383,Summary!J$406*L1226,CD$8*W1226),0)","v":4800},0,0,0,0,0,0,0,0,0,0,0,0,0,0,80,0,432,512,0,{"$error":"#DIV/0!"},{"$f":"+IF(#REF!=0,0,(#REF!-#REF!)/#REF!)","v":{"$error":"#REF!"}}]
[378,{"$f":"+SettlementAcons!L379","v":0},{"$f":"+SettlementAcons!B379","v":0},{"$f":"+SettlementAcons!J379","v":0},{"$f":"+SettlementAcons!K379","v":0},"",0,{"$f":"+SettlementAcons!N379/1000","v":0},150,"default",1,1,3,0,0,null,{"$f":"+SettlementAcons!W379","v":0},{"$error":"#DIV/0!"},{"$error":"#DIV/0!"},{"$error":"#DIV/0!"},{"$error":"#DIV/0!"},{"$error":"#DIV/0!"},{"$error":"#DIV/0!"},{"$f":"IF(L1227=0,\"\",VLOOKUP($R1227/1000,Networkdesign!$R$4:$T$17,3))","v":{"$error":"#DIV/0!"}},{"$f":"IF(L1227=0,0,VLOOKUP($S1227/L1227/1000,Networkdesign!$R$4:$U$17,4))","v":{"$error":"#DIV/0!"}},{"$error":"#DIV/0!"},{"$error":"#DIV/0!"},{"$error":"#DIV/0!"},{"$error":"#DIV/0!"},{"$error":"#DIV/0!"},{"$error":"#DIV/0!"},{"$error":"#DIV/0!"},{"$f":"+(Z1227*Networkdesign!O$6+AA1227*Networkdesign!O$8+AB1227*Networkdesign!O$9+AC1227*Networkdesign!O$10+AD1227*Networkdesign!O$11+AE1227*Networkdesign!O$12)/1000","v":{"$error":"#DIV/0!"}},{"$f":"+(Z1227*Network!G$76+AA1227*Network!I$76+AB1227*Network!J$76+AC1227*Network!K$76+AD1227*Network!L$76+AE1227*Network!M$76)","v":{"$error":"#DIV/0!"}},0,0,0,0,0,0,0,0,0,100,0,100,0,50,0,{"$error":"#DIV/0!"},{"$error":"#DIV/0!"},0,{"$f":"IF(M1227>1,0,BA$8*$W1227+S1227*Summary!J$391)","v":0},0,0,0,0,0,0,0,0,0,0,0,0,0,0,0,0,{"$f":"Summary!J$83*(+BA1227)","v":0},0,0,{"$f":"+IF($M1227=2,IF($O1227<Summary!$F$383,Summary!$J$398*$L1227,$BU$8*$W1227),0)","v":0},0,0,0,0,0,0,0,0,{"$f":"+IF(M1227=3,IF(O1227<Summary!F$383,Summary!J$406*L1227,CD$8*W1227),0)","v":4800},0,0,0,0,0,0,0,0,0,0,0,0,0,0,80,0,432,512,0,{"$error":"#DIV/0!"},{"$f":"+IF(#REF!=0,0,(#REF!-#REF!)/#REF!)","v":{"$error":"#REF!"}}]
[379,{"$f":"+SettlementAcons!L380","v":0},{"$f":"+SettlementAcons!B380","v":0},{"$f":"+SettlementAcons!J380","v":0},{"$f":"+SettlementAcons!K380","v":0},"",0,{"$f":"+SettlementAcons!N380/1000","v":0},150,"default",1,1,3,0,0,null,{"$f":"+SettlementAcons!W380","v":0},{"$error":"#DIV/0!"},{"$error":"#DIV/0!"},{"$error":"#DIV/0!"},{"$error":"#DIV/0!"},{"$error":"#DIV/0!"},{"$error":"#DIV/0!"},{"$f":"IF(L1228=0,\"\",VLOOKUP($R1228/1000,Networkdesign!$R$4:$T$17,3))","v":{"$error":"#DIV/0!"}},{"$f":"IF(L1228=0,0,VLOOKUP($S1228/L1228/1000,Networkdesign!$R$4:$U$17,4))","v":{"$error":"#DIV/0!"}},{"$error":"#DIV/0!"},{"$error":"#DIV/0!"},{"$error":"#DIV/0!"},{"$error":"#DIV/0!"},{"$error":"#DIV/0!"},{"$error":"#DIV/0!"},{"$error":"#DIV/0!"},{"$f":"+(Z1228*Networkdesign!O$6+AA1228*Networkdesign!O$8+AB1228*Networkdesign!O$9+AC1228*Networkdesign!O$10+AD1228*Networkdesign!O$11+AE1228*Networkdesign!O$12)/1000","v":{"$error":"#DIV/0!"}},{"$f":"+(Z1228*Network!G$76+AA1228*Network!I$76+AB1228*Network!J$76+AC1228*Network!K$76+AD1228*Network!L$76+AE1228*Network!M$76)","v":{"$error":"#DIV/0!"}},0,0,0,0,0,0,0,0,0,100,0,100,0,50,0,{"$error":"#DIV/0!"},{"$error":"#DIV/0!"},0,{"$f":"IF(M1228>1,0,BA$8*$W1228+S1228*Summary!J$391)","v":0},0,0,0,0,0,0,0,0,0,0,0,0,0,0,0,0,{"$f":"Summary!J$83*(+BA1228)","v":0},0,0,{"$f":"+IF($M1228=2,IF($O1228<Summary!$F$383,Summary!$J$398*$L1228,$BU$8*$W1228),0)","v":0},0,0,0,0,0,0,0,0,{"$f":"+IF(M1228=3,IF(O1228<Summary!F$383,Summary!J$406*L1228,CD$8*W1228),0)","v":4800},0,0,0,0,0,0,0,0,0,0,0,0,0,0,80,0,432,512,0,{"$error":"#DIV/0!"},{"$f":"+IF(#REF!=0,0,(#REF!-#REF!)/#REF!)","v":{"$error":"#REF!"}}]
[380,{"$f":"+SettlementAcons!L381","v":0},{"$f":"+SettlementAcons!B381","v":0},{"$f":"+SettlementAcons!J381","v":0},{"$f":"+SettlementAcons!K381","v":0},"",0,{"$f":"+SettlementAcons!N381/1000","v":0},150,"default",1,1,3,0,0,null,{"$f":"+SettlementAcons!W381","v":0},{"$error":"#DIV/0!"},{"$error":"#DIV/0!"},{"$error":"#DIV/0!"},{"$error":"#DIV/0!"},{"$error":"#DIV/0!"},{"$error":"#DIV/0!"},{"$f":"IF(L1229=0,\"\",VLOOKUP($R1229/1000,Networkdesign!$R$4:$T$17,3))","v":{"$error":"#DIV/0!"}},{"$f":"IF(L1229=0,0,VLOOKUP($S1229/L1229/1000,Networkdesign!$R$4:$U$17,4))","v":{"$error":"#DIV/0!"}},{"$error":"#DIV/0!"},{"$error":"#DIV/0!"},{"$error":"#DIV/0!"},{"$error":"#DIV/0!"},{"$error":"#DIV/0!"},{"$error":"#DIV/0!"},{"$error":"#DIV/0!"},{"$f":"+(Z1229*Networkdesign!O$6+AA1229*Networkdesign!O$8+AB1229*Networkdesign!O$9+AC1229*Networkdesign!O$10+AD1229*Networkdesign!O$11+AE1229*Networkdesign!O$12)/1000","v":{"$error":"#DIV/0!"}},{"$f":"+(Z1229*Network!G$76+AA1229*Network!I$76+AB1229*Network!J$76+AC1229*Network!K$76+AD1229*Network!L$76+AE1229*Network!M$76)","v":{"$error":"#DIV/0!"}},0,0,0,0,0,0,0,0,0,100,0,100,0,50,0,{"$error":"#DIV/0!"},{"$error":"#DIV/0!"},0,{"$f":"IF(M1229>1,0,BA$8*$W1229+S1229*Summary!J$391)","v":0},0,0,0,0,0,0,0,0,0,0,0,0,0,0,0,0,{"$f":"Summary!J$83*(+BA1229)","v":0},0,0,{"$f":"+IF($M1229=2,IF($O1229<Summary!$F$383,Summary!$J$398*$L1229,$BU$8*$W1229),0)","v":0},0,0,0,0,0,0,0,0,{"$f":"+IF(M1229=3,IF(O1229<Summary!F$383,Summary!J$406*L1229,CD$8*W1229),0)","v":4800},0,0,0,0,0,0,0,0,0,0,0,0,0,0,80,0,432,512,0,{"$error":"#DIV/0!"},{"$f":"+IF(#REF!=0,0,(#REF!-#REF!)/#REF!)","v":{"$error":"#REF!"}}]
[381,{"$f":"+SettlementAcons!L382","v":0},{"$f":"+SettlementAcons!B382","v":0},{"$f":"+SettlementAcons!J382","v":0},{"$f":"+SettlementAcons!K382","v":0},"",0,{"$f":"+SettlementAcons!N382/1000","v":0},150,"default",1,1,3,0,0,null,{"$f":"+SettlementAcons!W382","v":0},{"$error":"#DIV/0!"},{"$error":"#DIV/0!"},{"$error":"#DIV/0!"},{"$error":"#DIV/0!"},{"$error":"#DIV/0!"},{"$error":"#DIV/0!"},{"$f":"IF(L1230=0,\"\",VLOOKUP($R1230/1000,Networkdesign!$R$4:$T$17,3))","v":{"$error":"#DIV/0!"}},{"$f":"IF(L1230=0,0,VLOOKUP($S1230/L1230/1000,Networkdesign!$R$4:$U$17,4))","v":{"$error":"#DIV/0!"}},{"$error":"#DIV/0!"},{"$error":"#DIV/0!"},{"$error":"#DIV/0!"},{"$error":"#DIV/0!"},{"$error":"#DIV/0!"},{"$error":"#DIV/0!"},{"$error":"#DIV/0!"},{"$f":"+(Z1230*Networkdesign!O$6+AA1230*Networkdesign!O$8+AB1230*Networkdesign!O$9+AC1230*Networkdesign!O$10+AD1230*Networkdesign!O$11+AE1230*Networkdesign!O$12)/1000","v":{"$error":"#DIV/0!"}},{"$f":"+(Z1230*Network!G$76+AA1230*Network!I$76+AB1230*Network!J$76+AC1230*Network!K$76+AD1230*Network!L$76+AE1230*Network!M$76)","v":{"$error":"#DIV/0!"}},0,0,0,0,0,0,0,0,0,100,0,100,0,50,0,{"$error":"#DIV/0!"},{"$error":"#DIV/0!"},0,{"$f":"IF(M1230>1,0,BA$8*$W1230+S1230*Summary!J$391)","v":0},0,0,0,0,0,0,0,0,0,0,0,0,0,0,0,0,{"$f":"Summary!J$83*(+BA1230)","v":0},0,0,{"$f":"+IF($M1230=2,IF($O1230<Summary!$F$383,Summary!$J$398*$L1230,$BU$8*$W1230),0)","v":0},0,0,0,0,0,0,0,0,{"$f":"+IF(M1230=3,IF(O1230<Summary!F$383,Summary!J$406*L1230,CD$8*W1230),0)","v":4800},0,0,0,0,0,0,0,0,0,0,0,0,0,0,80,0,432,512,0,{"$error":"#DIV/0!"},{"$f":"+IF(#REF!=0,0,(#REF!-#REF!)/#REF!)","v":{"$error":"#REF!"}}]
[382,{"$f":"+SettlementAcons!L383","v":0},{"$f":"+SettlementAcons!B383","v":0},{"$f":"+SettlementAcons!J383","v":0},{"$f":"+SettlementAcons!K383","v":0},"",0,{"$f":"+SettlementAcons!N383/1000","v":0},150,"default",1,1,3,0,0,null,{"$f":"+SettlementAcons!W383","v":0},{"$error":"#DIV/0!"},{"$error":"#DIV/0!"},{"$error":"#DIV/0!"},{"$error":"#DIV/0!"},{"$error":"#DIV/0!"},{"$error":"#DIV/0!"},{"$f":"IF(L1231=0,\"\",VLOOKUP($R1231/1000,Networkdesign!$R$4:$T$17,3))","v":{"$error":"#DIV/0!"}},{"$f":"IF(L1231=0,0,VLOOKUP($S1231/L1231/1000,Networkdesign!$R$4:$U$17,4))","v":{"$error":"#DIV/0!"}},{"$error":"#DIV/0!"},{"$error":"#DIV/0!"},{"$error":"#DIV/0!"},{"$error":"#DIV/0!"},{"$error":"#DIV/0!"},{"$error":"#DIV/0!"},{"$error":"#DIV/0!"},{"$f":"+(Z1231*Networkdesign!O$6+AA1231*Networkdesign!O$8+AB1231*Networkdesign!O$9+AC1231*Networkdesign!O$10+AD1231*Networkdesign!O$11+AE1231*Networkdesign!O$12)/1000","v":{"$error":"#DIV/0!"}},{"$f":"+(Z1231*Network!G$76+AA1231*Network!I$76+AB1231*Network!J$76+AC1231*Network!K$76+AD1231*Network!L$76+AE1231*Network!M$76)","v":{"$error":"#DIV/0!"}},0,0,0,0,0,0,0,0,0,100,0,100,0,50,0,{"$error":"#DIV/0!"},{"$error":"#DIV/0!"},0,{"$f":"IF(M1231>1,0,BA$8*$W1231+S1231*Summary!J$391)","v":0},0,0,0,0,0,0,0,0,0,0,0,0,0,0,0,0,{"$f":"Summary!J$83*(+BA1231)","v":0},0,0,{"$f":"+IF($M1231=2,IF($O1231<Summary!$F$383,Summary!$J$398*$L1231,$BU$8*$W1231),0)","v":0},0,0,0,0,0,0,0,0,{"$f":"+IF(M1231=3,IF(O1231<Summary!F$383,Summary!J$406*L1231,CD$8*W1231),0)","v":4800},0,0,0,0,0,0,0,0,0,0,0,0,0,0,80,0,432,512,0,{"$error":"#DIV/0!"},{"$f":"+IF(#REF!=0,0,(#REF!-#REF!)/#REF!)","v":{"$error":"#REF!"}}]
[383,{"$f":"+SettlementAcons!L384","v":0},{"$f":"+SettlementAcons!B384","v":0},{"$f":"+SettlementAcons!J384","v":0},{"$f":"+SettlementAcons!K384","v":0},"",0,{"$f":"+SettlementAcons!N384/1000","v":0},150,"default",1,1,3,0,0,null,{"$f":"+SettlementAcons!W384","v":0},{"$error":"#DIV/0!"},{"$error":"#DIV/0!"},{"$error":"#DIV/0!"},{"$error":"#DIV/0!"},{"$error":"#DIV/0!"},{"$error":"#DIV/0!"},{"$f":"IF(L1232=0,\"\",VLOOKUP($R1232/1000,Networkdesign!$R$4:$T$17,3))","v":{"$error":"#DIV/0!"}},{"$f":"IF(L1232=0,0,VLOOKUP($S1232/L1232/1000,Networkdesign!$R$4:$U$17,4))","v":{"$error":"#DIV/0!"}},{"$error":"#DIV/0!"},{"$error":"#DIV/0!"},{"$error":"#DIV/0!"},{"$error":"#DIV/0!"},{"$error":"#DIV/0!"},{"$error":"#DIV/0!"},{"$error":"#DIV/0!"},{"$f":"+(Z1232*Networkdesign!O$6+AA1232*Networkdesign!O$8+AB1232*Networkdesign!O$9+AC1232*Networkdesign!O$10+AD1232*Networkdesign!O$11+AE1232*Networkdesign!O$12)/1000","v":{"$error":"#DIV/0!"}},{"$f":"+(Z1232*Network!G$76+AA1232*Network!I$76+AB1232*Network!J$76+AC1232*Network!K$76+AD1232*Network!L$76+AE1232*Network!M$76)","v":{"$error":"#DIV/0!"}},0,0,0,0,0,0,0,0,0,100,0,100,0,50,0,{"$error":"#DIV/0!"},{"$error":"#DIV/0!"},0,{"$f":"IF(M1232>1,0,BA$8*$W1232+S1232*Summary!J$391)","v":0},0,0,0,0,0,0,0,0,0,0,0,0,0,0,0,0,{"$f":"Summary!J$83*(+BA1232)","v":0},0,0,{"$f":"+IF($M1232=2,IF($O1232<Summary!$F$383,Summary!$J$398*$L1232,$BU$8*$W1232),0)","v":0},0,0,0,0,0,0,0,0,{"$f":"+IF(M1232=3,IF(O1232<Summary!F$383,Summary!J$406*L1232,CD$8*W1232),0)","v":4800},0,0,0,0,0,0,0,0,0,0,0,0,0,0,80,0,432,512,0,{"$error":"#DIV/0!"},{"$f":"+IF(#REF!=0,0,(#REF!-#REF!)/#REF!)","v":{"$error":"#REF!"}}]
[384,{"$f":"+SettlementAcons!L385","v":0},{"$f":"+SettlementAcons!B385","v":0},{"$f":"+SettlementAcons!J385","v":0},{"$f":"+SettlementAcons!K385","v":0},"",0,{"$f":"+SettlementAcons!N385/1000","v":0},150,"default",1,1,3,0,0,null,{"$f":"+SettlementAcons!W385","v":0},{"$error":"#DIV/0!"},{"$error":"#DIV/0!"},{"$error":"#DIV/0!"},{"$error":"#DIV/0!"},{"$error":"#DIV/0!"},{"$error":"#DIV/0!"},{"$f":"IF(L1233=0,\"\",VLOOKUP($R1233/1000,Networkdesign!$R$4:$T$17,3))","v":{"$error":"#DIV/0!"}},{"$f":"IF(L1233=0,0,VLOOKUP($S1233/L1233/1000,Networkdesign!$R$4:$U$17,4))","v":{"$error":"#DIV/0!"}},{"$error":"#DIV/0!"},{"$error":"#DIV/0!"},{"$error":"#DIV/0!"},{"$error":"#DIV/0!"},{"$error":"#DIV/0!"},{"$error":"#DIV/0!"},{"$error":"#DIV/0!"},{"$f":"+(Z1233*Networkdesign!O$6+AA1233*Networkdesign!O$8+AB1233*Networkdesign!O$9+AC1233*Networkdesign!O$10+AD1233*Networkdesign!O$11+AE1233*Networkdesign!O$12)/1000","v":{"$error":"#DIV/0!"}},{"$f":"+(Z1233*Network!G$76+AA1233*Network!I$76+AB1233*Network!J$76+AC1233*Network!K$76+AD1233*Network!L$76+AE1233*Network!M$76)","v":{"$error":"#DIV/0!"}},0,0,0,0,0,0,0,0,0,100,0,100,0,50,0,{"$error":"#DIV/0!"},{"$error":"#DIV/0!"},0,{"$f":"IF(M1233>1,0,BA$8*$W1233+S1233*Summary!J$391)","v":0},0,0,0,0,0,0,0,0,0,0,0,0,0,0,0,0,{"$f":"Summary!J$83*(+BA1233)","v":0},0,0,{"$f":"+IF($M1233=2,IF($O1233<Summary!$F$383,Summary!$J$398*$L1233,$BU$8*$W1233),0)","v":0},0,0,0,0,0,0,0,0,{"$f":"+IF(M1233=3,IF(O1233<Summary!F$383,Summary!J$406*L1233,CD$8*W1233),0)","v":4800},0,0,0,0,0,0,0,0,0,0,0,0,0,0,80,0,432,512,0,{"$error":"#DIV/0!"},{"$f":"+IF(#REF!=0,0,(#REF!-#REF!)/#REF!)","v":{"$error":"#REF!"}}]
[385,{"$f":"+SettlementAcons!L386","v":0},{"$f":"+SettlementAcons!B386","v":0},{"$f":"+SettlementAcons!J386","v":0},{"$f":"+SettlementAcons!K386","v":0},"",0,{"$f":"+SettlementAcons!N386/1000","v":0},150,"default",1,1,3,0,0,null,{"$f":"+SettlementAcons!W386","v":0},{"$error":"#DIV/0!"},{"$error":"#DIV/0!"},{"$error":"#DIV/0!"},{"$error":"#DIV/0!"},{"$error":"#DIV/0!"},{"$error":"#DIV/0!"},{"$f":"IF(L1234=0,\"\",VLOOKUP($R1234/1000,Networkdesign!$R$4:$T$17,3))","v":{"$error":"#DIV/0!"}},{"$f":"IF(L1234=0,0,VLOOKUP($S1234/L1234/1000,Networkdesign!$R$4:$U$17,4))","v":{"$error":"#DIV/0!"}},{"$error":"#DIV/0!"},{"$error":"#DIV/0!"},{"$error":"#DIV/0!"},{"$error":"#DIV/0!"},{"$error":"#DIV/0!"},{"$error":"#DIV/0!"},{"$error":"#DIV/0!"},{"$f":"+(Z1234*Networkdesign!O$6+AA1234*Networkdesign!O$8+AB1234*Networkdesign!O$9+AC1234*Networkdesign!O$10+AD1234*Networkdesign!O$11+AE1234*Networkdesign!O$12)/1000","v":{"$error":"#DIV/0!"}},{"$f":"+(Z1234*Network!G$76+AA1234*Network!I$76+AB1234*Network!J$76+AC1234*Network!K$76+AD1234*Network!L$76+AE1234*Network!M$76)","v":{"$error":"#DIV/0!"}},0,0,0,0,0,0,0,0,0,100,0,100,0,50,0,{"$error":"#DIV/0!"},{"$error":"#DIV/0!"},0,{"$f":"IF(M1234>1,0,BA$8*$W1234+S1234*Summary!J$391)","v":0},0,0,0,0,0,0,0,0,0,0,0,0,0,{"$f":"+BB1234*BO$4","v":0},{"$f":"IF(M1234>1,0,+L1234*BP$4)","v":0},{"$f":"IF(M1234>1,0,O1234*BQ$4)","v":0},{"$f":"Summary!J$83*(+BA1234)","v":0},{"$f":"+BM1234+BO1234+BP1234+BQ1234+BR1234","v":0},0,{"$f":"+IF($M1234=2,IF($O1234<Summary!$F$383,Summary!$J$398*$L1234,$BU$8*$W1234),0)","v":0},0,0,0,0,0,0,0,0,{"$f":"+IF(M1234=3,IF(O1234<Summary!F$383,Summary!J$406*L1234,CD$8*W1234),0)","v":4800},0,0,0,0,0,0,0,0,0,0,0,0,0,0,80,0,432,512,0,{"$error":"#DIV/0!"},{"$f":"+IF(#REF!=0,0,(#REF!-#REF!)/#REF!)","v":{"$error":"#REF!"}}]
[{"$f":"A1234+1","v":386},{"$f":"+SettlementAcons!L387","v":0},{"$f":"+SettlementAcons!B387","v":0},{"$f":"+SettlementAcons!J387","v":0},{"$f":"+SettlementAcons!K387","v":0},"",{"$f":"+H1235*1000/I1235","v":0},{"$f":"+SettlementAcons!N387/1000","v":0},150,"default",1,{"$f":"+K1235*L$849","v":1},3,{"$f":"+L1235*G1235","v":0},{"$f":"+N1235*I1235/1000","v":0},null,{"$f":"+SettlementAcons!W387","v":0},{"$f":"+G1235*I1235/Q1235","v":{"$error":"#DIV/0!"}},{"$f":"+O1235/Q1235*1000","v":{"$error":"#DIV/0!"}},{"$f":"+AH1235*T$28","v":{"$error":"#DIV/0!"}},{"$f":"+W1235*U$28","v":{"$error":"#DIV/0!"}},{"$f":"SUM(T1235:U1235)","v":{"$error":"#DIV/0!"}},{"$f":"+W$7*R1235^W$8*L1235","v":{"$error":"#DIV/0!"}},{"$f":"IF(L1235=0,\"\",VLOOKUP($R1235/1000,Networkdesign!$R$4:$T$17,3))","v":{"$error":"#DIV/0!"}},{"$f":"IF(L1235=0,0,VLOOKUP($S1235/L1235/1000,Networkdesign!$R$4:$U$17,4))","v":{"$error":"#DIV/0!"}},{"$error":"#DIV/0!"},{"$error":"#DIV/0!"},{"$error":"#DIV/0!"},{"$error":"#DIV/0!"},{"$error":"#DIV/0!"},{"$error":"#DIV/0!"},{"$f":"+SUM(Z1235:AE1235)","v":{"$error":"#DIV/0!"}},{"$f":"+(Z1235*Networkdesign!O$6+AA1235*Networkdesign!O$8+AB1235*Networkdesign!O$9+AC1235*Networkdesign!O$10+AD1235*Networkdesign!O$11+AE1235*Networkdesign!O$12)/1000","v":{"$error":"#DIV/0!"}},{"$f":"+(Z1235*Network!G$76+AA1235*Network!I$76+AB1235*Network!J$76+AC1235*Network!K$76+AD1235*Network!L$76+AE1235*Network!M$76)","v":{"$error":"#DIV/0!"}},0,0,0,0,{"$f":"+SUM(AI1235:AL1235)-O1235","v":0},{"$f":"+AI1235*AN$4","v":0},{"$f":"+AJ1235*AO$4","v":0},{"$f":"+AK1235*AP$4","v":0},{"$f":"+AL1235*AQ$4","v":0},{"$f":"+AR$4*L1235","v":100},{"$f":"+O1235*AS$4","v":0},{"$f":"+SUM(AN1235:AS1235)","v":100},{"$f":"+IF(O1235=0,0,AT1235/O1235)","v":0},{"$f":"+AV$4*L1235","v":50},{"$f":"+O1235*AW$4","v":0},{"$f":"+(V1235+W1235)*AX$4*L1235","v":{"$error":"#DIV/0!"}},{"$f":"+AT1235+SUM(AV1235:AX1235)","v":{"$error":"#DIV/0!"}},{"$f":"+IF(O1235=0,0,AY1235/O1235)","v":0},{"$f":"IF(M1235>1,0,BA$8*$W1235+S1235*Summary!J$391)","v":0},{"$f":"IF(M1235>1,0,O1235)","v":0},{"$f":"+BB1235/BC$8","v":0},{"$f":"IF($L1235=0,0,IF(BC1235/$L1235<BD$4,BC1235,BD$4*$L1235))","v":0},{"$f":"IF($L1235=0,0,IF(BC1235/$L1235<BE$4,IF(BC1235/$L1235<BD$4,0,BC1235-BD$4*$L1235),$L1235*(BE$4-BD$4)))","v":0},{"$f":"IF($L1235=0,0,IF(BC1235/$L1235<BF$4,IF(BC1235/$L1235<BE$4,0,BC1235-$L1235*BE$4),$L1235*(BF$4-BE$4)))","v":0},{"$f":"+IF($L1235=0,0,IF(BC1235/$L1235<BF$4,0,BC1235-$L1235*BF$4))","v":0},0,{"$f":"+BI$4*BD1235","v":0},{"$f":"+BJ$4*BE1235","v":0},{"$f":"+BK$4*BF1235","v":0},{"$f":"+BL$4*BG1235","v":0},{"$f":"+SUM(BH1235:BL1235)","v":0},{"$f":"+IF(BB1235=0,0,BM1235/BB1235)","v":0},0,0,0,{"$f":"Summary!J$83*(+BA1235)","v":0},0,{"$f":"IF(+BB1235=0,0,BS1235/(+BB1235))","v":0},{"$f":"+IF($M1235=2,IF($O1235<Summary!$F$383,Summary!$J$398*$L1235,$BU$8*$W1235),0)","v":0},{"$f":"IF($M1235=2,$O1235,0)","v":0},{"$f":"(BV1235)/BW$8","v":0},{"$f":"+BW1235*BX$4","v":0},{"$f":"+IF($M1235=2,BY$4*$L1235,0)","v":0},{"$f":"+BV1235*BZ$4","v":0},{"$f":"+BU1235*CA$4*L1235","v":0},{"$f":"+SUM(BX1235:CA1235)","v":0},{"$f":"IF(BW1235=0,0,(CB1235)/(BV1235))","v":0},{"$f":"+IF(M1235=3,IF(O1235<Summary!F$383,Summary!J$406*L1235,CD$8*W1235),0)","v":4800},{"$f":"IF(M1235=3,$O1235,0)","v":0},{"$f":"(CE1235)*3.6*1000/CF$7/CF$8","v":0},{"$f":"IF(L1235=0,0,IF(CF1235/L1235<CG$4,CF1235,CG$4*L1235))","v":0},{"$f":"IF(L1235=0,0,IF(CF1235/L1235<CH$4,IF(CF1235/L1235<CG$4,0,CF1235-CG$4*L1235),L1235*(CH$4-CG$4)))","v":0},{"$f":"IF(L1235=0,0,IF(CF1235/L1235<CI$4,IF(CF1235/L1235<CH$4,0,CF1235-L1235*CH$4),L1235*(CI$4-CH$4)))","v":0},{"$f":"+IF(L1235=0,0,IF(CF1235/L1235<CI$4,0,CF1235-L1235*CI$4))","v":0},{"$f":"CF1235-SUM(CG1235:CJ1235)","v":0},{"$f":"+IF(M1235=3,CL$4*L1235,0)","v":0},{"$f":"CM$4*CG1235","v":0},{"$f":"CN$4*CH1235","v":0},{"$f":"CO$4*CI1235","v":0},{"$f":"CP$4*CJ1235","v":0},{"$f":"SUM(CL1235:CP1235)","v":0},{"$f":"IF((CE1235)=0,0,CQ1235/(CE1235))","v":0},{"$f":"+IF(M1235=3,CS$4*L1235,0)","v":80},{"$f":"+CE1235*CT$4","v":0},{"$f":"+L1235*CU$4*CD1235","v":432},{"$f":"+CS1235+CQ1235+CT1235+CU1235","v":512},{"$f":"IF(CE1235=0,0,(CV1235)/(CE1235))","v":0},{"$f":"+IF((CV1235+CB1235+BS1235)=0,0,(CV1235+CB1235+BS1235-AY1235)/(CV1235+CB1235+BS1235))","v":{"$error":"#DIV/0!"}},{"$f":"+IF(#REF!=0,0,(#REF!-#REF!)/#REF!)","v":{"$error":"#REF!"}}]
[387,{"$f":"+SettlementAcons!L388","v":0},{"$f":"+SettlementAcons!B388","v":0},{"$f":"+SettlementAcons!J388","v":0},{"$f":"+SettlementAcons!K388","v":0},"",0,{"$f":"+SettlementAcons!N388/1000","v":0},150,"default",1,1,3,0,0,null,{"$f":"+SettlementAcons!W388","v":0},{"$error":"#DIV/0!"},{"$error":"#DIV/0!"},{"$error":"#DIV/0!"},{"$error":"#DIV/0!"},{"$error":"#DIV/0!"},{"$error":"#DIV/0!"},{"$f":"IF(L1236=0,\"\",VLOOKUP($R1236/1000,Networkdesign!$R$4:$T$17,3))","v":{"$error":"#DIV/0!"}},{"$f":"IF(L1236=0,0,VLOOKUP($S1236/L1236/1000,Networkdesign!$R$4:$U$17,4))","v":{"$error":"#DIV/0!"}},{"$error":"#DIV/0!"},{"$error":"#DIV/0!"},{"$error":"#DIV/0!"},{"$error":"#DIV/0!"},{"$error":"#DIV/0!"},{"$error":"#DIV/0!"},{"$error":"#DIV/0!"},{"$f":"+(Z1236*Networkdesign!O$6+AA1236*Networkdesign!O$8+AB1236*Networkdesign!O$9+AC1236*Networkdesign!O$10+AD1236*Networkdesign!O$11+AE1236*Networkdesign!O$12)/1000","v":{"$error":"#DIV/0!"}},{"$f":"+(Z1236*Network!G$76+AA1236*Network!I$76+AB1236*Network!J$76+AC1236*Network!K$76+AD1236*Network!L$76+AE1236*Network!M$76)","v":{"$error":"#DIV/0!"}},0,0,0,0,0,0,0,0,0,100,0,100,0,50,0,{"$error":"#DIV/0!"},{"$error":"#DIV/0!"},0,{"$f":"IF(M1236>1,0,BA$8*$W1236+S1236*Summary!J$391)","v":0},0,0,0,0,0,0,0,0,0,0,0,0,0,0,0,0,{"$f":"Summary!J$83*(+BA1236)","v":0},0,0,{"$f":"+IF($M1236=2,IF($O1236<Summary!$F$383,Summary!$J$398*$L1236,$BU$8*$W1236),0)","v":0},0,0,0,0,0,0,0,0,{"$f":"+IF(M1236=3,IF(O1236<Summary!F$383,Summary!J$406*L1236,CD$8*W1236),0)","v":4800},0,0,0,0,0,0,0,0,0,0,0,0,0,0,80,0,432,512,0,{"$error":"#DIV/0!"},{"$f":"+IF(#REF!=0,0,(#REF!-#REF!)/#REF!)","v":{"$error":"#REF!"}}]
[388,{"$f":"+SettlementAcons!L389","v":0},{"$f":"+SettlementAcons!B389","v":0},{"$f":"+SettlementAcons!J389","v":0},{"$f":"+SettlementAcons!K389","v":0},"",0,{"$f":"+SettlementAcons!N389/1000","v":0},150,"default",1,1,3,0,0,null,{"$f":"+SettlementAcons!W389","v":0},{"$error":"#DIV/0!"},{"$error":"#DIV/0!"},{"$error":"#DIV/0!"},{"$error":"#DIV/0!"},{"$error":"#DIV/0!"},{"$error":"#DIV/0!"},{"$f":"IF(L1237=0,\"\",VLOOKUP($R1237/1000,Networkdesign!$R$4:$T$17,3))","v":{"$error":"#DIV/0!"}},{"$f":"IF(L1237=0,0,VLOOKUP($S1237/L1237/1000,Networkdesign!$R$4:$U$17,4))","v":{"$error":"#DIV/0!"}},{"$error":"#DIV/0!"},{"$error":"#DIV/0!"},{"$error":"#DIV/0!"},{"$error":"#DIV/0!"},{"$error":"#DIV/0!"},{"$error":"#DIV/0!"},{"$error":"#DIV/0!"},{"$f":"+(Z1237*Networkdesign!O$6+AA1237*Networkdesign!O$8+AB1237*Networkdesign!O$9+AC1237*Networkdesign!O$10+AD1237*Networkdesign!O$11+AE1237*Networkdesign!O$12)/1000","v":{"$error":"#DIV/0!"}},{"$f":"+(Z1237*Network!G$76+AA1237*Network!I$76+AB1237*Network!J$76+AC1237*Network!K$76+AD1237*Network!L$76+AE1237*Network!M$76)","v":{"$error":"#DIV/0!"}},0,0,0,0,0,0,0,0,0,100,0,100,0,50,0,{"$error":"#DIV/0!"},{"$error":"#DIV/0!"},0,{"$f":"IF(M1237>1,0,BA$8*$W1237+S1237*Summary!J$391)","v":0},0,0,0,0,0,0,0,0,0,0,0,0,0,0,0,0,{"$f":"Summary!J$83*(+BA1237)","v":0},0,0,{"$f":"+IF($M1237=2,IF($O1237<Summary!$F$383,Summary!$J$398*$L1237,$BU$8*$W1237),0)","v":0},0,0,0,0,0,0,0,0,{"$f":"+IF(M1237=3,IF(O1237<Summary!F$383,Summary!J$406*L1237,CD$8*W1237),0)","v":4800},0,0,0,0,0,0,0,0,0,0,0,0,0,0,80,0,432,512,0,{"$error":"#DIV/0!"},{"$f":"+IF(#REF!=0,0,(#REF!-#REF!)/#REF!)","v":{"$error":"#REF!"}}]
[389,{"$f":"+SettlementAcons!L390","v":0},{"$f":"+SettlementAcons!B390","v":0},{"$f":"+SettlementAcons!J390","v":0},{"$f":"+SettlementAcons!K390","v":0},"",0,{"$f":"+SettlementAcons!N390/1000","v":0},150,"default",1,1,3,0,0,null,{"$f":"+SettlementAcons!W390","v":0},{"$error":"#DIV/0!"},{"$error":"#DIV/0!"},{"$error":"#DIV/0!"},{"$error":"#DIV/0!"},{"$error":"#DIV/0!"},{"$error":"#DIV/0!"},{"$f":"IF(L1238=0,\"\",VLOOKUP($R1238/1000,Networkdesign!$R$4:$T$17,3))","v":{"$error":"#DIV/0!"}},{"$f":"IF(L1238=0,0,VLOOKUP($S1238/L1238/1000,Networkdesign!$R$4:$U$17,4))","v":{"$error":"#DIV/0!"}},{"$error":"#DIV/0!"},{"$error":"#DIV/0!"},{"$error":"#DIV/0!"},{"$error":"#DIV/0!"},{"$error":"#DIV/0!"},{"$error":"#DIV/0!"},{"$error":"#DIV/0!"},{"$f":"+(Z1238*Networkdesign!O$6+AA1238*Networkdesign!O$8+AB1238*Networkdesign!O$9+AC1238*Networkdesign!O$10+AD1238*Networkdesign!O$11+AE1238*Networkdesign!O$12)/1000","v":{"$error":"#DIV/0!"}},{"$f":"+(Z1238*Network!G$76+AA1238*Network!I$76+AB1238*Network!J$76+AC1238*Network!K$76+AD1238*Network!L$76+AE1238*Network!M$76)","v":{"$error":"#DIV/0!"}},0,0,0,0,0,0,0,0,0,100,0,100,0,50,0,{"$error":"#DIV/0!"},{"$error":"#DIV/0!"},0,{"$f":"IF(M1238>1,0,BA$8*$W1238+S1238*Summary!J$391)","v":0},0,0,0,0,0,0,0,0,0,0,0,0,0,0,0,0,{"$f":"Summary!J$83*(+BA1238)","v":0},0,0,{"$f":"+IF($M1238=2,IF($O1238<Summary!$F$383,Summary!$J$398*$L1238,$BU$8*$W1238),0)","v":0},0,0,0,0,0,0,0,0,{"$f":"+IF(M1238=3,IF(O1238<Summary!F$383,Summary!J$406*L1238,CD$8*W1238),0)","v":4800},0,0,0,0,0,0,0,0,0,0,0,0,0,0,80,0,432,512,0,{"$error":"#DIV/0!"},{"$f":"+IF(#REF!=0,0,(#REF!-#REF!)/#REF!)","v":{"$error":"#REF!"}}]
[390,{"$f":"+SettlementAcons!L391","v":0},{"$f":"+SettlementAcons!B391","v":0},{"$f":"+SettlementAcons!J391","v":0},{"$f":"+SettlementAcons!K391","v":0},"",0,{"$f":"+SettlementAcons!N391/1000","v":0},150,"default",1,1,3,0,0,null,{"$f":"+SettlementAcons!W391","v":0},{"$error":"#DIV/0!"},{"$error":"#DIV/0!"},{"$error":"#DIV/0!"},{"$error":"#DIV/0!"},{"$error":"#DIV/0!"},{"$error":"#DIV/0!"},{"$f":"IF(L1239=0,\"\",VLOOKUP($R1239/1000,Networkdesign!$R$4:$T$17,3))","v":{"$error":"#DIV/0!"}},{"$f":"IF(L1239=0,0,VLOOKUP($S1239/L1239/1000,Networkdesign!$R$4:$U$17,4))","v":{"$error":"#DIV/0!"}},{"$error":"#DIV/0!"},{"$error":"#DIV/0!"},{"$error":"#DIV/0!"},{"$error":"#DIV/0!"},{"$error":"#DIV/0!"},{"$error":"#DIV/0!"},{"$error":"#DIV/0!"},{"$f":"+(Z1239*Networkdesign!O$6+AA1239*Networkdesign!O$8+AB1239*Networkdesign!O$9+AC1239*Networkdesign!O$10+AD1239*Networkdesign!O$11+AE1239*Networkdesign!O$12)/1000","v":{"$error":"#DIV/0!"}},{"$f":"+(Z1239*Network!G$76+AA1239*Network!I$76+AB1239*Network!J$76+AC1239*Network!K$76+AD1239*Network!L$76+AE1239*Network!M$76)","v":{"$error":"#DIV/0!"}},0,0,0,0,0,0,0,0,0,100,0,100,0,50,0,{"$error":"#DIV/0!"},{"$error":"#DIV/0!"},0,{"$f":"IF(M1239>1,0,BA$8*$W1239+S1239*Summary!J$391)","v":0},0,0,0,0,0,0,0,0,0,0,0,0,0,0,0,0,{"$f":"Summary!J$83*(+BA1239)","v":0},0,0,{"$f":"+IF($M1239=2,IF($O1239<Summary!$F$383,Summary!$J$398*$L1239,$BU$8*$W1239),0)","v":0},0,0,0,0,0,0,0,0,{"$f":"+IF(M1239=3,IF(O1239<Summary!F$383,Summary!J$406*L1239,CD$8*W1239),0)","v":4800},0,0,0,0,0,0,0,0,0,0,0,0,0,0,80,0,432,512,0,{"$error":"#DIV/0!"},{"$f":"+IF(#REF!=0,0,(#REF!-#REF!)/#REF!)","v":{"$error":"#REF!"}}]
[391,{"$f":"+SettlementAcons!L392","v":0},{"$f":"+SettlementAcons!B392","v":0},{"$f":"+SettlementAcons!J392","v":0},{"$f":"+SettlementAcons!K392","v":0},"",0,{"$f":"+SettlementAcons!N392/1000","v":0},150,"default",1,1,3,0,0,null,{"$f":"+SettlementAcons!W392","v":0},{"$error":"#DIV/0!"},{"$error":"#DIV/0!"},{"$error":"#DIV/0!"},{"$error":"#DIV/0!"},{"$error":"#DIV/0!"},{"$error":"#DIV/0!"},{"$f":"IF(L1240=0,\"\",VLOOKUP($R1240/1000,Networkdesign!$R$4:$T$17,3))","v":{"$error":"#DIV/0!"}},{"$f":"IF(L1240=0,0,VLOOKUP($S1240/L1240/1000,Networkdesign!$R$4:$U$17,4))","v":{"$error":"#DIV/0!"}},{"$error":"#DIV/0!"},{"$error":"#DIV/0!"},{"$error":"#DIV/0!"},{"$error":"#DIV/0!"},{"$error":"#DIV/0!"},{"$error":"#DIV/0!"},{"$error":"#DIV/0!"},{"$f":"+(Z1240*Networkdesign!O$6+AA1240*Networkdesign!O$8+AB1240*Networkdesign!O$9+AC1240*Networkdesign!O$10+AD1240*Networkdesign!O$11+AE1240*Networkdesign!O$12)/1000","v":{"$error":"#DIV/0!"}},{"$f":"+(Z1240*Network!G$76+AA1240*Network!I$76+AB1240*Network!J$76+AC1240*Network!K$76+AD1240*Network!L$76+AE1240*Network!M$76)","v":{"$error":"#DIV/0!"}},0,0,0,0,0,0,0,0,0,100,0,100,0,50,0,{"$error":"#DIV/0!"},{"$error":"#DIV/0!"},0,{"$f":"IF(M1240>1,0,BA$8*$W1240+S1240*Summary!J$391)","v":0},0,0,0,0,0,0,0,0,0,0,0,0,0,0,0,0,{"$f":"Summary!J$83*(+BA1240)","v":0},0,0,{"$f":"+IF($M1240=2,IF($O1240<Summary!$F$383,Summary!$J$398*$L1240,$BU$8*$W1240),0)","v":0},0,0,0,0,0,0,0,0,{"$f":"+IF(M1240=3,IF(O1240<Summary!F$383,Summary!J$406*L1240,CD$8*W1240),0)","v":4800},0,0,0,0,0,0,0,0,0,0,0,0,0,0,80,0,432,512,0,{"$error":"#DIV/0!"},{"$f":"+IF(#REF!=0,0,(#REF!-#REF!)/#REF!)","v":{"$error":"#REF!"}}]
[392,{"$f":"+SettlementAcons!L393","v":0},{"$f":"+SettlementAcons!B393","v":0},{"$f":"+SettlementAcons!J393","v":0},{"$f":"+SettlementAcons!K393","v":0},"",0,{"$f":"+SettlementAcons!N393/1000","v":0},150,"default",1,1,3,0,0,null,{"$f":"+SettlementAcons!W393","v":0},{"$error":"#DIV/0!"},{"$error":"#DIV/0!"},{"$error":"#DIV/0!"},{"$error":"#DIV/0!"},{"$error":"#DIV/0!"},{"$error":"#DIV/0!"},{"$f":"IF(L1241=0,\"\",VLOOKUP($R1241/1000,Networkdesign!$R$4:$T$17,3))","v":{"$error":"#DIV/0!"}},{"$f":"IF(L1241=0,0,VLOOKUP($S1241/L1241/1000,Networkdesign!$R$4:$U$17,4))","v":{"$error":"#DIV/0!"}},{"$error":"#DIV/0!"},{"$error":"#DIV/0!"},{"$error":"#DIV/0!"},{"$error":"#DIV/0!"},{"$error":"#DIV/0!"},{"$error":"#DIV/0!"},{"$error":"#DIV/0!"},{"$f":"+(Z1241*Networkdesign!O$6+AA1241*Networkdesign!O$8+AB1241*Networkdesign!O$9+AC1241*Networkdesign!O$10+AD1241*Networkdesign!O$11+AE1241*Networkdesign!O$12)/1000","v":{"$error":"#DIV/0!"}},{"$f":"+(Z1241*Network!G$76+AA1241*Network!I$76+AB1241*Network!J$76+AC1241*Network!K$76+AD1241*Network!L$76+AE1241*Network!M$76)","v":{"$error":"#DIV/0!"}},0,0,0,0,0,0,0,0,0,100,0,100,0,50,0,{"$error":"#DIV/0!"},{"$error":"#DIV/0!"},0,{"$f":"IF(M1241>1,0,BA$8*$W1241+S1241*Summary!J$391)","v":0},0,0,0,0,0,0,0,0,0,0,0,0,0,0,0,0,{"$f":"Summary!J$83*(+BA1241)","v":0},0,0,{"$f":"+IF($M1241=2,IF($O1241<Summary!$F$383,Summary!$J$398*$L1241,$BU$8*$W1241),0)","v":0},0,0,0,0,0,0,0,0,{"$f":"+IF(M1241=3,IF(O1241<Summary!F$383,Summary!J$406*L1241,CD$8*W1241),0)","v":4800},0,0,0,0,0,0,0,0,0,0,0,0,0,0,80,0,432,512,0,{"$error":"#DIV/0!"},{"$f":"+IF(#REF!=0,0,(#REF!-#REF!)/#REF!)","v":{"$error":"#REF!"}}]
[393,{"$f":"+SettlementAcons!L394","v":0},{"$f":"+SettlementAcons!B394","v":0},{"$f":"+SettlementAcons!J394","v":0},{"$f":"+SettlementAcons!K394","v":0},"",{"$f":"+H1242*1000/I1242","v":0},{"$f":"+SettlementAcons!N394/1000","v":0},150,"default",1,{"$f":"+K1242*L$849","v":1},3,{"$f":"+L1242*G1242","v":0},{"$f":"+N1242*I1242/1000","v":0},null,{"$f":"+SettlementAcons!W394","v":0},{"$f":"+G1242*I1242/Q1242","v":{"$error":"#DIV/0!"}},{"$f":"+O1242/Q1242*1000","v":{"$error":"#DIV/0!"}},{"$f":"+AH1242*T$28","v":{"$error":"#DIV/0!"}},{"$f":"+W1242*U$28","v":{"$error":"#DIV/0!"}},{"$f":"SUM(T1242:U1242)","v":{"$error":"#DIV/0!"}},{"$f":"+W$7*R1242^W$8*L1242","v":{"$error":"#DIV/0!"}},{"$f":"IF(L1242=0,\"\",VLOOKUP($R1242/1000,Networkdesign!$R$4:$T$17,3))","v":{"$error":"#DIV/0!"}},{"$f":"IF(L1242=0,0,VLOOKUP($S1242/L1242/1000,Networkdesign!$R$4:$U$17,4))","v":{"$error":"#DIV/0!"}},{"$error":"#DIV/0!"},{"$error":"#DIV/0!"},{"$error":"#DIV/0!"},{"$error":"#DIV/0!"},{"$error":"#DIV/0!"},{"$error":"#DIV/0!"},{"$f":"+SUM(Z1242:AE1242)","v":{"$error":"#DIV/0!"}},{"$f":"+(Z1242*Networkdesign!O$6+AA1242*Networkdesign!O$8+AB1242*Networkdesign!O$9+AC1242*Networkdesign!O$10+AD1242*Networkdesign!O$11+AE1242*Networkdesign!O$12)/1000","v":{"$error":"#DIV/0!"}},{"$f":"+(Z1242*Network!G$76+AA1242*Network!I$76+AB1242*Network!J$76+AC1242*Network!K$76+AD1242*Network!L$76+AE1242*Network!M$76)","v":{"$error":"#DIV/0!"}},0,0,0,0,{"$f":"+SUM(AI1242:AL1242)-O1242","v":0},{"$f":"+AI1242*AN$4","v":0},{"$f":"+AJ1242*AO$4","v":0},{"$f":"+AK1242*AP$4","v":0},{"$f":"+AL1242*AQ$4","v":0},{"$f":"+AR$4*L1242","v":100},{"$f":"+O1242*AS$4","v":0},{"$f":"+SUM(AN1242:AS1242)","v":100},{"$f":"+IF(O1242=0,0,AT1242/O1242)","v":0},{"$f":"+AV$4*L1242","v":50},{"$f":"+O1242*AW$4","v":0},{"$f":"+(V1242+W1242)*AX$4*L1242","v":{"$error":"#DIV/0!"}},{"$f":"+AT1242+SUM(AV1242:AX1242)","v":{"$error":"#DIV/0!"}},{"$f":"+IF(O1242=0,0,AY1242/O1242)","v":0},{"$f":"IF(M1242>1,0,BA$8*$W1242+S1242*Summary!J$391)","v":0},{"$f":"IF(M1242>1,0,O1242)","v":0},{"$f":"+BB1242/BC$8","v":0},{"$f":"IF($L1242=0,0,IF(BC1242/$L1242<BD$4,BC1242,BD$4*$L1242))","v":0},{"$f":"IF($L1242=0,0,IF(BC1242/$L1242<BE$4,IF(BC1242/$L1242<BD$4,0,BC1242-BD$4*$L1242),$L1242*(BE$4-BD$4)))","v":0},{"$f":"IF($L1242=0,0,IF(BC1242/$L1242<BF$4,IF(BC1242/$L1242<BE$4,0,BC1242-$L1242*BE$4),$L1242*(BF$4-BE$4)))","v":0},{"$f":"+IF($L1242=0,0,IF(BC1242/$L1242<BF$4,0,BC1242-$L1242*BF$4))","v":0},0,{"$f":"+BI$4*BD1242","v":0},{"$f":"+BJ$4*BE1242","v":0},{"$f":"+BK$4*BF1242","v":0},{"$f":"+BL$4*BG1242","v":0},{"$f":"+SUM(BH1242:BL1242)","v":0},{"$f":"+IF(BB1242=0,0,BM1242/BB1242)","v":0},0,0,0,{"$f":"Summary!J$83*(+BA1242)","v":0},0,{"$f":"IF(+BB1242=0,0,BS1242/(+BB1242))","v":0},{"$f":"+IF($M1242=2,IF($O1242<Summary!$F$383,Summary!$J$398*$L1242,$BU$8*$W1242),0)","v":0},0,{"$f":"(BV1242)/BW$8","v":0},{"$f":"+BW1242*BX$4","v":0},0,{"$f":"+BV1242*BZ$4","v":0},{"$f":"+BU1242*CA$4*L1242","v":0},{"$f":"+SUM(BX1242:CA1242)","v":0},{"$f":"IF(BW1242=0,0,(CB1242)/(BV1242))","v":0},{"$f":"+IF(M1242=3,IF(O1242<Summary!F$383,Summary!J$406*L1242,CD$8*W1242),0)","v":4800},{"$f":"IF(M1242=3,$O1242,0)","v":0},{"$f":"(CE1242)*3.6*1000/CF$7/CF$8","v":0},{"$f":"IF(L1242=0,0,IF(CF1242/L1242<CG$4,CF1242,CG$4*L1242))","v":0},{"$f":"IF(L1242=0,0,IF(CF1242/L1242<CH$4,IF(CF1242/L1242<CG$4,0,CF1242-CG$4*L1242),L1242*(CH$4-CG$4)))","v":0},{"$f":"IF(L1242=0,0,IF(CF1242/L1242<CI$4,IF(CF1242/L1242<CH$4,0,CF1242-L1242*CH$4),L1242*(CI$4-CH$4)))","v":0},{"$f":"+IF(L1242=0,0,IF(CF1242/L1242<CI$4,0,CF1242-L1242*CI$4))","v":0},{"$f":"CF1242-SUM(CG1242:CJ1242)","v":0},{"$f":"+IF(M1242=3,CL$4*L1242,0)","v":0},{"$f":"CM$4*CG1242","v":0},{"$f":"CN$4*CH1242","v":0},{"$f":"CO$4*CI1242","v":0},{"$f":"CP$4*CJ1242","v":0},{"$f":"SUM(CL1242:CP1242)","v":0},{"$f":"IF((CE1242)=0,0,CQ1242/(CE1242))","v":0},{"$f":"+IF(M1242=3,CS$4*L1242,0)","v":80},{"$f":"+CE1242*CT$4","v":0},{"$f":"+L1242*CU$4*CD1242","v":432},{"$f":"+CS1242+CQ1242+CT1242+CU1242","v":512},{"$f":"IF(CE1242=0,0,(CV1242)/(CE1242))","v":0},{"$f":"+IF((CV1242+CB1242+BS1242)=0,0,(CV1242+CB1242+BS1242-AY1242)/(CV1242+CB1242+BS1242))","v":{"$error":"#DIV/0!"}},{"$f":"+IF(#REF!=0,0,(#REF!-#REF!)/#REF!)","v":{"$error":"#REF!"}}]
[394,{"$f":"+$B1242","v":0},"New building, office",{"$f":"+SettlementAcons!J395","v":0},{"$f":"+SettlementAcons!K395","v":0},"",0,{"$f":"+SettlementAcons!N395/1000","v":0},60,null,1,1,1,0,0,null,{"$f":"+SettlementAcons!W395","v":0},{"$error":"#DIV/0!"},{"$error":"#DIV/0!"},{"$error":"#DIV/0!"},{"$error":"#DIV/0!"},{"$error":"#DIV/0!"},{"$error":"#DIV/0!"},{"$f":"IF(L1243=0,\"\",VLOOKUP($R1243/1000,Networkdesign!$R$4:$T$17,3))","v":{"$error":"#DIV/0!"}},{"$f":"IF(L1243=0,0,VLOOKUP($S1243/L1243/1000,Networkdesign!$R$4:$U$17,4))","v":{"$error":"#DIV/0!"}},{"$error":"#DIV/0!"},{"$error":"#DIV/0!"},{"$error":"#DIV/0!"},{"$error":"#DIV/0!"},{"$error":"#DIV/0!"},{"$error":"#DIV/0!"},{"$error":"#DIV/0!"},{"$f":"+(Z1243*Networkdesign!O$6+AA1243*Networkdesign!O$8+AB1243*Networkdesign!O$9+AC1243*Networkdesign!O$10+AD1243*Networkdesign!O$11+AE1243*Networkdesign!O$12)/1000","v":{"$error":"#DIV/0!"}},{"$f":"+(Z1243*Network!G$76+AA1243*Network!I$76+AB1243*Network!J$76+AC1243*Network!K$76+AD1243*Network!L$76+AE1243*Network!M$76)","v":{"$error":"#DIV/0!"}},0,0,0,0,0,0,0,0,0,100,0,100,0,50,0,{"$error":"#DIV/0!"},{"$error":"#DIV/0!"},0,{"$f":"IF(M1243>1,0,BA$8*$W1243+S1243*Summary!J$391)","v":{"$error":"#DIV/0!"}},0,0,0,0,0,0,0,0,0,0,0,0,0,0,200,0,{"$f":"Summary!J$83*(+BA1243)","v":{"$error":"#DIV/0!"}},{"$error":"#DIV/0!"},0,{"$f":"+IF($M1243=2,IF($O1243<Summary!$F$383,Summary!$J$398*$L1243,$BU$8*$W1243),0)","v":0},0,0,0,0,0,0,0,0,{"$f":"+IF(M1243=3,IF(O1243<Summary!F$383,Summary!J$406*L1243,CD$8*W1243),0)","v":0},0,0,0,0,0,0,0,0,0,0,0,0,0,0,0,0,0,0,0,{"$error":"#DIV/0!"},{"$f":"+IF(#REF!=0,0,(#REF!-#REF!)/#REF!)","v":{"$error":"#REF!"}}]
[{"$f":"A1243+1","v":395},{"$f":"+$B1243","v":0},"New building, office",{"$f":"+SettlementAcons!J396","v":0},{"$f":"+SettlementAcons!K396","v":0},"",0,{"$f":"+SettlementAcons!N396/1000","v":0},60,null,1,1,1,0,0,null,{"$f":"+SettlementAcons!W396","v":0},{"$error":"#DIV/0!"},{"$error":"#DIV/0!"},{"$error":"#DIV/0!"},{"$error":"#DIV/0!"},{"$error":"#DIV/0!"},{"$error":"#DIV/0!"},{"$f":"IF(L1244=0,\"\",VLOOKUP($R1244/1000,Networkdesign!$R$4:$T$17,3))","v":{"$error":"#DIV/0!"}},{"$f":"IF(L1244=0,0,VLOOKUP($S1244/L1244/1000,Networkdesign!$R$4:$U$17,4))","v":{"$error":"#DIV/0!"}},{"$error":"#DIV/0!"},{"$error":"#DIV/0!"},{"$error":"#DIV/0!"},{"$error":"#DIV/0!"},{"$error":"#DIV/0!"},{"$error":"#DIV/0!"},{"$error":"#DIV/0!"},{"$f":"+(Z1244*Networkdesign!O$6+AA1244*Networkdesign!O$8+AB1244*Networkdesign!O$9+AC1244*Networkdesign!O$10+AD1244*Networkdesign!O$11+AE1244*Networkdesign!O$12)/1000","v":{"$error":"#DIV/0!"}},{"$f":"+(Z1244*Network!G$76+AA1244*Network!I$76+AB1244*Network!J$76+AC1244*Network!K$76+AD1244*Network!L$76+AE1244*Network!M$76)","v":{"$error":"#DIV/0!"}},0,0,0,0,0,0,0,0,0,100,0,100,0,50,0,{"$error":"#DIV/0!"},{"$error":"#DIV/0!"},0,{"$f":"IF(M1244>1,0,BA$8*$W1244+S1244*Summary!J$391)","v":{"$error":"#DIV/0!"}},0,0,0,0,0,0,0,0,0,0,0,0,0,0,200,0,{"$f":"Summary!J$83*(+BA1244)","v":{"$error":"#DIV/0!"}},{"$error":"#DIV/0!"},0,{"$f":"+IF($M1244=2,IF($O1244<Summary!$F$383,Summary!$J$398*$L1244,$BU$8*$W1244),0)","v":0},0,0,0,0,0,0,0,0,{"$f":"+IF(M1244=3,IF(O1244<Summary!F$383,Summary!J$406*L1244,CD$8*W1244),0)","v":0},0,0,0,0,0,0,0,0,0,0,0,0,0,0,0,0,0,0,0,{"$error":"#DIV/0!"},{"$f":"+IF(#REF!=0,0,(#REF!-#REF!)/#REF!)","v":{"$error":"#REF!"}}]
[396,{"$f":"+$B1244","v":0},"New building, office",{"$f":"+SettlementAcons!J397","v":0},{"$f":"+SettlementAcons!K397","v":0},"",0,{"$f":"+SettlementAcons!N397/1000","v":0},60,null,1,1,1,0,0,null,{"$f":"+SettlementAcons!W397","v":0},{"$error":"#DIV/0!"},{"$error":"#DIV/0!"},{"$error":"#DIV/0!"},{"$error":"#DIV/0!"},{"$error":"#DIV/0!"},{"$error":"#DIV/0!"},{"$f":"IF(L1245=0,\"\",VLOOKUP($R1245/1000,Networkdesign!$R$4:$T$17,3))","v":{"$error":"#DIV/0!"}},{"$f":"IF(L1245=0,0,VLOOKUP($S1245/L1245/1000,Networkdesign!$R$4:$U$17,4))","v":{"$error":"#DIV/0!"}},{"$error":"#DIV/0!"},{"$error":"#DIV/0!"},{"$error":"#DIV/0!"},{"$error":"#DIV/0!"},{"$error":"#DIV/0!"},{"$error":"#DIV/0!"},{"$error":"#DIV/0!"},{"$f":"+(Z1245*Networkdesign!O$6+AA1245*Networkdesign!O$8+AB1245*Networkdesign!O$9+AC1245*Networkdesign!O$10+AD1245*Networkdesign!O$11+AE1245*Networkdesign!O$12)/1000","v":{"$error":"#DIV/0!"}},{"$f":"+(Z1245*Network!G$76+AA1245*Network!I$76+AB1245*Network!J$76+AC1245*Network!K$76+AD1245*Network!L$76+AE1245*Network!M$76)","v":{"$error":"#DIV/0!"}},0,0,0,0,0,0,0,0,0,100,0,100,0,50,0,{"$error":"#DIV/0!"},{"$error":"#DIV/0!"},0,{"$f":"IF(M1245>1,0,BA$8*$W1245+S1245*Summary!J$391)","v":{"$error":"#DIV/0!"}},0,0,0,0,0,0,0,0,0,0,0,0,0,0,200,0,{"$f":"Summary!J$83*(+BA1245)","v":{"$error":"#DIV/0!"}},{"$error":"#DIV/0!"},0,{"$f":"+IF($M1245=2,IF($O1245<Summary!$F$383,Summary!$J$398*$L1245,$BU$8*$W1245),0)","v":0},0,0,0,0,0,0,0,0,{"$f":"+IF(M1245=3,IF(O1245<Summary!F$383,Summary!J$406*L1245,CD$8*W1245),0)","v":0},0,0,0,0,0,0,0,0,0,0,0,0,0,0,0,0,0,0,0,{"$error":"#DIV/0!"},{"$f":"+IF(#REF!=0,0,(#REF!-#REF!)/#REF!)","v":{"$error":"#REF!"}}]
[{"$f":"COUNT(A850:A1245)","v":396},"I alt",null,null,null,null,null,null,{"$f":"+IF(N1246=0,0,O1246/N1246*1000)","v":0},null,{"$f":"SUM(K850:K1245)","v":396},{"$f":"SUM(L850:L1245)","v":396},{"$f":"IF(L1246=0,\" - \",SUM(M850:M1245)/L1246)","v":2.9848484848484849},{"$f":"SUM(N850:N1245)","v":0},{"$f":"SUM(O850:O1245)","v":0},null,{"$f":"+IF(S1246=0,0,O1246/S1246*1000)","v":{"$error":"#DIV/0!"}},null,{"$f":"SUM(S850:S1245)","v":{"$error":"#DIV/0!"}},{"$f":"SUM(T850:T1245)","v":{"$error":"#DIV/0!"}},{"$f":"SUM(U850:U1245)","v":{"$error":"#DIV/0!"}},{"$f":"SUM(V850:V1245)","v":{"$error":"#DIV/0!"}},{"$f":"SUM(W850:W1245)","v":{"$error":"#DIV/0!"}},null,null,{"$f":"SUM(Z850:Z1245)","v":{"$error":"#DIV/0!"}},{"$error":"#DIV/0!"},{"$error":"#DIV/0!"},{"$error":"#DIV/0!"},{"$error":"#DIV/0!"},{"$error":"#DIV/0!"},{"$error":"#DIV/0!"},{"$error":"#DIV/0!"},{"$error":"#DIV/0!"},0,0,0,0,0,0,0,0,0,39600,{"$f":"SUM(AS850:AS1245)","v":0},{"$f":"SUM(AT850:AT1245)","v":39600},0,{"$f":"SUM(AV850:AV1245)","v":19800},{"$f":"SUM(AW850:AW1245)","v":0},{"$f":"SUM(AX850:AX1245)","v":{"$error":"#DIV/0!"}},{"$f":"SUM(AY850:AY1245)","v":{"$error":"#DIV/0!"}},0,{"$f":"SUM(BA850:BA1245)","v":{"$error":"#DIV/0!"}},0,0,0,0,0,0,0,0,0,0,0,0,0,{"$f":"SUM(BO850:BO1245)","v":0},{"$f":"SUM(BP850:BP1245)","v":600},{"$f":"SUM(BQ850:BQ1245)","v":0},{"$f":"SUM(BR850:BR1245)","v":{"$error":"#DIV/0!"}},{"$f":"SUM(BS850:BS1245)","v":{"$error":"#DIV/0!"}},0,{"$f":"SUM(BU850:BU1245)","v":0},0,0,0,0,0,0,0,0,{"$f":"SUM(CD850:CD1245)","v":1886400},0,0,0,0,0,0,0,0,0,0,0,0,0,0,{"$f":"SUM(CS850:CS1245)","v":31440},{"$f":"SUM(CT850:CT1245)","v":0},{"$f":"SUM(CU850:CU1245)","v":169776},{"$f":"SUM(CV850:CV1245)","v":201216},{"$f":"IF(CE1246=0,0,(CV1246)/(CE1246))","v":0},{"$f":"+IF((CV1246+CB1246+BS1246)=0,0,(CV1246+CB1246+BS1246-AY1246)/(CV1246+CB1246+BS1246))","v":{"$error":"#DIV/0!"}},{"$f":"+IF(#REF!=0,0,(#REF!-#REF!)/#REF!)","v":{"$error":"#REF!"}}]
[]
["","Total all districts",null,null,null,null,null,null,{"$f":"+IF(N1248=0,0,O1248/N1248*1000)","v":0},null,{"$f":"K103+K185+K268+K347+K453+K531+K640+K703+K772+K806+K820+K837+K842+K847+K1246","v":1152},{"$f":"L103+L185+L268+L347+L453+L531+L640+L703+L772+L806+L820+L837+L842+L847+L1246","v":396},"",{"$f":"N103+N185+N268+N347+N453+N531+N640+N703+N772+N806+N820+N837+N842+N847+N1246","v":0},{"$f":"O103+O185+O268+O347+O453+O531+O640+O703+O772+O806+O820+O837+O842+O847+O1246","v":0},null,{"$f":"+IF(S1248=0,0,O1248/S1248*1000)","v":{"$error":"#DIV/0!"}},null,{"$f":"S103+S185+S268+S347+S453+S531+S640+S703+S772+S806+S820+S837+S842+S847+S1246","v":{"$error":"#DIV/0!"}},{"$f":"T103+T185+T268+T347+T453+T531+T640+T703+T772+T806+T820+T837+T842+T847+T1246","v":{"$error":"#DIV/0!"}},{"$f":"U103+U185+U268+U347+U453+U531+U640+U703+U772+U806+U820+U837+U842+U847+U1246","v":{"$error":"#DIV/0!"}},{"$f":"V103+V185+V268+V347+V453+V531+V640+V703+V772+V806+V820+V837+V842+V847+V1246","v":{"$error":"#DIV/0!"}},{"$f":"W103+W185+W268+W347+W453+W531+W640+W703+W772+W806+W820+W837+W842+W847+W1246","v":{"$error":"#DIV/0!"}},null,null,{"$f":"Z103+Z185+Z268+Z347+Z453+Z531+Z640+Z703+Z772+Z806+Z820+Z837+Z842+Z847+Z1246","v":{"$error":"#DIV/0!"}},{"$error":"#DIV/0!"},{"$error":"#DIV/0!"},{"$error":"#DIV/0!"},{"$error":"#DIV/0!"},{"$error":"#DIV/0!"},{"$error":"#DIV/0!"},{"$error":"#DIV/0!"},{"$error":"#DIV/0!"},0,0,0,0,0,0,0,0,0,39600,0,39600,{"$f":"+IF(O1248=0,0,AT1248/O1248)","v":0},{"$f":"AV103+AV185+AV268+AV347+AV453+AV531+AV640+AV703+AV772+AV806+AV820+AV837+AV842+AV847+AV1246","v":19800},{"$f":"AW103+AW185+AW268+AW347+AW453+AW531+AW640+AW703+AW772+AW806+AW820+AW837+AW842+AW847+AW1246","v":0},{"$f":"AX103+AX185+AX268+AX347+AX453+AX531+AX640+AX703+AX772+AX806+AX820+AX837+AX842+AX847+AX1246","v":{"$error":"#DIV/0!"}},{"$f":"AY103+AY185+AY268+AY347+AY453+AY531+AY640+AY703+AY772+AY806+AY820+AY837+AY842+AY847+AY1246","v":{"$error":"#DIV/0!"}},{"$f":"+IF(O1248=0,0,AY1248/O1248)","v":0},{"$f":"BA103+BA185+BA268+BA347+BA453+BA531+BA640+BA703+BA772+BA806+BA820+BA837+BA842+BA847+BA1246","v":{"$error":"#DIV/0!"}},0,0,0,0,0,0,0,0,0,0,0,0,0,{"$f":"BO103+BO185+BO268+BO347+BO453+BO531+BO640+BO703+BO772+BO806+BO820+BO837+BO842+BO847+BO1246","v":0},{"$f":"BP103+BP185+BP268+BP347+BP453+BP531+BP640+BP703+BP772+BP806+BP820+BP837+BP842+BP847+BP1246","v":600},{"$f":"BQ103+BQ185+BQ268+BQ347+BQ453+BQ531+BQ640+BQ703+BQ772+BQ806+BQ820+BQ837+BQ842+BQ847+BQ1246","v":0},{"$f":"BR103+BR185+BR268+BR347+BR453+BR531+BR640+BR703+BR772+BR806+BR820+BR837+BR842+BR847+BR1246","v":{"$error":"#DIV/0!"}},{"$f":"BS103+BS185+BS268+BS347+BS453+BS531+BS640+BS703+BS772+BS806+BS820+BS837+BS842+BS847+BS1246","v":{"$error":"#DIV/0!"}},0,{"$f":"BU103+BU185+BU268+BU347+BU453+BU531+BU640+BU703+BU772+BU806+BU820+BU837+BU842+BU847+BU1246","v":0},0,0,0,0,0,0,0,0,{"$f":"CD103+CD185+CD268+CD347+CD453+CD531+CD640+CD703+CD772+CD806+CD820+CD837+CD842+CD847+CD1246","v":1886400},0,0,0,0,0,0,0,0,0,0,0,0,0,0,{"$f":"CS103+CS185+CS268+CS347+CS453+CS531+CS640+CS703+CS772+CS806+CS820+CS837+CS842+CS847+CS1246","v":31440},{"$f":"CT103+CT185+CT268+CT347+CT453+CT531+CT640+CT703+CT772+CT806+CT820+CT837+CT842+CT847+CT1246","v":0},{"$f":"CU103+CU185+CU268+CU347+CU453+CU531+CU640+CU703+CU772+CU806+CU820+CU837+CU842+CU847+CU1246","v":169776},{"$f":"CV103+CV185+CV268+CV347+CV453+CV531+CV640+CV703+CV772+CV806+CV820+CV837+CV842+CV847+CV1246","v":201216},0,{"$error":"#DIV/0!"},{"$f":"+IF(#REF!=0,0,(#REF!-#REF!)/#REF!)","v":{"$error":"#REF!"}}]
[]
[1,"Large consumer","Existing buildings",null,null,null,{"$f":"+Comparison!M$3","v":20000},null,{"$f":"+Comparison!M$4","v":110},null,1,1,3,{"$f":"Comparison!$M$3","v":20000},{"$f":"Comparison!$M$5","v":2200},null,{"$f":"+IF(P1250>0,P1250,Q$7)","v":2000},{"$f":"+G1250*I1250/Q1250","v":1100},{"$f":"+O1250/Q1250*1000","v":1100},{"$f":"+AH1250*T$28","v":0},{"$f":"+W1250*U$28","v":10481.744369865972},{"$f":"SUM(T1250:U1250)","v":10481.744369865972},{"$f":"+W$7*R1250^W$8*L1250","v":41926.977479463887},{"$f":"IF(L1250=0,\"\",VLOOKUP($S1250/1000,Networkdesign!$R$4:$T$17,3))","v":"DN100"},{"$f":"IF(L1250=0,0,VLOOKUP($S1250/L1250/1000,Networkdesign!$R$4:$U$17,4))","v":6},{"$f":"($Y1250=Z$7)*Z$8*$L1250","v":0},0,0,0,0,0,{"$f":"+SUM(Z1250:AE1250)","v":0},{"$f":"+(Z1250*Networkdesign!O$6+AA1250*Networkdesign!O$8+AB1250*Networkdesign!O$9+AC1250*Networkdesign!O$10+AD1250*Networkdesign!O$11+AE1250*Networkdesign!O$12)/1000","v":0},{"$f":"+(Z1250*Network!G$76+AA1250*Network!I$76+AB1250*Network!J$76+AC1250*Network!K$76+AD1250*Network!L$76+AE1250*Network!M$76)","v":0},{"$f":"IF($L1250=0,0,IF($O1250/$L1250<AI$4,IF($O1250/$L1250<AI$3,0,$O1250/$L1250-AI$3),AI$4-AI$3)*$L1250)","v":250},1950,0,0,{"$f":"+SUM(AI1250:AL1250)-O1250","v":0},{"$f":"+AI1250*AN$4","v":4500},{"$f":"+AJ1250*AO$4","v":28080},{"$f":"+AK1250*AP$4","v":0},{"$f":"+AL1250*AQ$4","v":0},{"$f":"+AR$4*L1250","v":100},{"$f":"+O1250*AS$4","v":52800},{"$f":"+SUM(AN1250:AS1250)","v":85480},{"$f":"+IF(O1250=0,0,AT1250/O1250)","v":38.854545454545452},{"$f":"+AV$4*L1250","v":50},{"$f":"+O1250*AW$4","v":2200},{"$f":"+(V1250+W1250)*AX$4*L1250","v":3878.2454168504091},{"$f":"+AT1250+SUM(AV1250:AX1250)","v":91608.245416850405},{"$f":"+IF(O1250=0,0,AY1250/O1250)","v":41.640111553113819},{"$f":"IF(M1250>1,0,BA$8*$W1250+S1250*Summary!J$391)","v":0},null,{"$f":"+BB1250/BC$8","v":0},{"$f":"IF($L1250=0,0,IF(BC1250/$L1250<BD$4,BC1250,BD$4*$L1250))","v":0},{"$f":"IF($L1250=0,0,IF(BC1250/$L1250<BE$4,IF(BC1250/$L1250<BD$4,0,BC1250-BD$4*$L1250),$L1250*(BE$4-BD$4)))","v":0},{"$f":"IF($L1250=0,0,IF(BC1250/$L1250<BF$4,IF(BC1250/$L1250<BE$4,0,BC1250-$L1250*BE$4),$L1250*(BF$4-BE$4)))","v":0},{"$f":"+IF($L1250=0,0,IF(BC1250/$L1250<BF$4,0,BC1250-$L1250*BF$4))","v":0},{"$f":"+BH$4","v":0},{"$f":"+BI$4*BD1250","v":0},{"$f":"+BJ$4*BE1250","v":0},{"$f":"+BK$4*BF1250","v":0},{"$f":"+BL$4*BG1250","v":0},{"$f":"+SUM(BH1250:BL1250)","v":0},{"$f":"+IF(BB1250=0,0,BM1250/BB1250)","v":0},{"$f":"+BB1250*BO$4","v":0},{"$f":"IF(M1250>1,0,+L1250*BP$4)","v":0},{"$f":"IF(M1250>1,0,O1250*BQ$4)","v":0},{"$f":"Summary!J$83*(+BA1250)","v":0},{"$f":"+BM1250+BO1250+BP1250+BQ1250+BR1250","v":0},{"$f":"IF(+BB1250=0,0,BS1250/(+BB1250))","v":0},{"$f":"+IF($M1250=2,IF($O1250<Summary!$F$383,Summary!$J$398*$L1250,$BU$8*$W1250),0)","v":0},{"$f":"IF($M1250=2,$O1250,0)","v":0},{"$f":"(BV1250)/BW$8","v":0},{"$f":"+BW1250*BX$4","v":0},{"$f":"+IF($M1250=2,BY$4*$L1250,0)","v":0},{"$f":"+BV1250*BZ$4","v":0},{"$f":"+BU1250*CA$4*L1250","v":0},{"$f":"+SUM(BX1250:CA1250)","v":0},{"$f":"IF(BW1250=0,0,(CB1250)/(BV1250))","v":0},{"$f":"+IF(M1250=3,IF(O1250<Summary!F$383,Summary!J$406*L1250,CD$8*W1250),0)","v":71275.861715088613},{"$f":"IF(M1250=3,$O1250,0)","v":2200},{"$f":"(CE1250)*3.6*1000/CF$7/CF$8","v":2750},{"$f":"IF(L1250=0,0,IF(CF1250/L1250<CG$4,CF1250,CG$4*L1250))","v":278},{"$f":"IF(L1250=0,0,IF(CF1250/L1250<CH$4,IF(CF1250/L1250<CG$4,0,CF1250-CG$4*L1250),L1250*(CH$4-CG$4)))","v":2472},{"$f":"IF(L1250=0,0,IF(CF1250/L1250<CI$4,IF(CF1250/L1250<CH$4,0,CF1250-L1250*CH$4),L1250*(CI$4-CH$4)))","v":0},{"$f":"+IF(L1250=0,0,IF(CF1250/L1250<CI$4,0,CF1250-L1250*CI$4))","v":0},{"$f":"CF1250-SUM(CG1250:CJ1250)","v":0},{"$f":"+IF(M1250=3,CL$4*L1250,0)","v":0},{"$f":"CM$4*CG1250","v":12510},{"$f":"CN$4*CH1250","v":72306},{"$f":"CO$4*CI1250","v":0},{"$f":"CP$4*CJ1250","v":0},{"$f":"SUM(CL1250:CP1250)","v":84816},{"$f":"IF((CE1250)=0,0,CQ1250/(CE1250))","v":38.552727272727275},{"$f":"+IF(M1250=3,CS$4*L1250,0)","v":80},{"$f":"+CE1250*CT$4","v":8800},{"$f":"+L1250*CU$4*CD1250","v":6414.8275543579748},{"$f":"+CS1250+CQ1250+CT1250+CU1250","v":100110.82755435798},{"$f":"IF(CE1250=0,0,(CV1250)/(CE1250))","v":45.504921615617263},8.4931693656121868E-2,{"$f":"+IF(#REF!=0,0,(#REF!-#REF!)/#REF!)","v":{"$error":"#REF!"}}]
[{"$f":"A1250+1","v":2},"Medium consumer","Existing buildings",null,null,null,{"$f":"+Comparison!N$3","v":5000},null,{"$f":"+Comparison!N$4","v":100},null,1,1,3,{"$f":"Comparison!$N$3","v":5000},{"$f":"Comparison!$N$5","v":500},null,2000,250,250,0,4924.2154238471458,4924.2154238471458,19696.861695388583,{"$f":"IF(L1251=0,\"\",VLOOKUP($S1251/1000,Networkdesign!$R$4:$T$17,3))","v":"DN65"},{"$f":"IF(L1251=0,0,VLOOKUP($S1251/L1251/1000,Networkdesign!$R$4:$U$17,4))","v":4},0,0,0,0,0,0,0,{"$f":"+(Z1251*Networkdesign!O$6+AA1251*Networkdesign!O$8+AB1251*Networkdesign!O$9+AC1251*Networkdesign!O$10+AD1251*Networkdesign!O$11+AE1251*Networkdesign!O$12)/1000","v":0},{"$f":"+(Z1251*Network!G$76+AA1251*Network!I$76+AB1251*Network!J$76+AC1251*Network!K$76+AD1251*Network!L$76+AE1251*Network!M$76)","v":0},250,250,0,0,0,4500,3600,0,0,100,12000,20200,40.4,50,500,1821.9597068234439,22571.959706823443,45.143919413646884,{"$f":"IF(M1251>1,0,BA$8*$W1251+S1251*Summary!J$391)","v":0},{"$f":"IF(M1251>1,0,O1251-#REF!)","v":0},0,0,0,0,0,0,0,0,0,0,0,0,0,0,0,{"$f":"Summary!J$83*(+BA1251)","v":0},0,0,{"$f":"+IF($M1251=2,IF($O1251<Summary!$F$383,Summary!$J$398*$L1251,$BU$8*$W1251),0)","v":0},0,0,0,0,0,0,0,0,{"$f":"+IF(M1251=3,IF(O1251<Summary!F$383,Summary!J$406*L1251,CD$8*W1251),0)","v":33484.664882160592},500,625,278,347,0,0,0,0,12510,10149.75,0,0,22659.75,45.319499999999998,80,2000,3013.6198393944533,27753.369839394454,55.506739678788911,0.18669481084838463,{"$f":"+IF(#REF!=0,0,(#REF!-#REF!)/#REF!)","v":{"$error":"#REF!"}}]
[{"$f":"A1251+1","v":3},"Medium consumer","Existing buildings",null,null,null,{"$f":"+Comparison!O$3","v":1500},null,{"$f":"+Comparison!O$4","v":100},null,1,1,3,{"$f":"Comparison!$O$3","v":1500},{"$f":"Comparison!$O$5","v":150},null,2000,75,75,3668,2665.1470230109808,6333.1470230109808,10660.588092043923,{"$f":"IF(L1252=0,\"\",VLOOKUP($S1252/1000,Networkdesign!$R$4:$T$17,3))","v":"DN40"},{"$f":"IF(L1252=0,0,VLOOKUP($S1252/L1252/1000,Networkdesign!$R$4:$U$17,4))","v":2},0,20,0,0,0,0,20,{"$f":"+(Z1252*Networkdesign!O$6+AA1252*Networkdesign!O$8+AB1252*Networkdesign!O$9+AC1252*Networkdesign!O$10+AD1252*Networkdesign!O$11+AE1252*Networkdesign!O$12)/1000","v":2.34768},{"$f":"+(Z1252*Network!G$76+AA1252*Network!I$76+AB1252*Network!J$76+AC1252*Network!K$76+AD1252*Network!L$76+AE1252*Network!M$76)","v":7336},150,0,0,0,0,2700,0,0,0,100,3600,6400,42.666666666666664,50,150,1257.5363985140627,7857.536398514063,52.383575990093753,{"$f":"IF(M1252>1,0,BA$8*$W1252+S1252*Summary!J$391)","v":0},{"$f":"IF(M1252>1,0,O1252-#REF!)","v":0},0,0,0,0,0,0,0,0,0,0,0,0,0,0,0,{"$f":"Summary!J$83*(+BA1252)","v":0},0,0,{"$f":"+IF($M1252=2,IF($O1252<Summary!$F$383,Summary!$J$398*$L1252,$BU$8*$W1252),0)","v":0},0,0,0,0,0,0,0,0,{"$f":"+IF(M1252=3,IF(O1252<Summary!F$383,Summary!J$406*L1252,CD$8*W1252),0)","v":18122.99975647467},150,187.5,187.5,0,0,0,0,0,8437.5,0,0,0,8437.5,56.25,80,600,1631.0699780827201,10748.56997808272,71.657133187218136,0.26896913593749949,{"$f":"+IF(#REF!=0,0,(#REF!-#REF!)/#REF!)","v":{"$error":"#REF!"}}]
[4,"Small consumer","Existing buildings",null,null,null,{"$f":"+Comparison!P$3","v":130},null,{"$f":"+Comparison!P$4","v":139},null,1,1,3,{"$f":"Comparison!$P$3","v":130},{"$f":"Comparison!$P$5","v":18.07},null,2000,9.0350000000000001,9.0350000000000001,2534.25,905.84773115963799,3440.097731159638,3623.390924638552,{"$f":"IF(L1253=0,\"\",VLOOKUP($S1253/1000,Networkdesign!$R$4:$T$17,3))","v":"DN20"},{"$f":"IF(L1253=0,0,VLOOKUP($S1253/L1253/1000,Networkdesign!$R$4:$U$17,4))","v":1},15,0,0,0,0,0,15,{"$f":"+(Z1253*Networkdesign!O$6+AA1253*Networkdesign!O$8+AB1253*Networkdesign!O$9+AC1253*Networkdesign!O$10+AD1253*Networkdesign!O$11+AE1253*Networkdesign!O$12)/1000","v":1.2325320000000002},{"$f":"+(Z1253*Network!G$76+AA1253*Network!I$76+AB1253*Network!J$76+AC1253*Network!K$76+AD1253*Network!L$76+AE1253*Network!M$76)","v":5068.5},18.07,0,0,0,0,325.26,0,0,0,100,433.68,858.94,47.534034311012732,50,18.07,522.69816052906606,1449.7081605290662,80.227347013230002,{"$f":"IF(M1253>1,0,BA$8*$W1253+S1253*Summary!J$391)","v":0},{"$f":"IF(M1253>1,0,O1253-#REF!)","v":0},0,0,0,0,0,0,0,0,0,0,0,0,0,0,0,{"$f":"Summary!J$83*(+BA1253)","v":0},0,0,{"$f":"+IF($M1253=2,IF($O1253<Summary!$F$383,Summary!$J$398*$L1253,$BU$8*$W1253),0)","v":0},0,0,0,0,0,0,0,0,{"$f":"+IF(M1253=3,IF(O1253<Summary!F$383,Summary!J$406*L1253,CD$8*W1253),0)","v":4800},18.07,22.587499999999999,22.587499999999999,0,0,0,0,0,1016.4374999999999,0,0,0,1016.4374999999999,56.249999999999993,80,72.28,432,1600.7175,88.584255672385169,9.433853223378505E-2,{"$f":"+IF(#REF!=0,0,(#REF!-#REF!)/#REF!)","v":{"$error":"#REF!"}}]
[5,"Small consumer","Existing buildings",null,null,null,{"$f":"+Comparison!Q$3","v":100},null,{"$f":"+Comparison!Q$4","v":139},null,1,1,3,{"$f":"Comparison!$Q$3","v":100},{"$f":"Comparison!$Q$5","v":13.9},null,2000,6.95,6.95,2534.25,792.42010462294525,3326.6701046229455,3169.680418491781,{"$f":"IF(L1254=0,\"\",VLOOKUP($S1254/1000,Networkdesign!$R$4:$T$17,3))","v":"DN15"},{"$f":"IF(L1254=0,0,VLOOKUP($S1254/L1254/1000,Networkdesign!$R$4:$U$17,4))","v":1},15,0,0,0,0,0,15,{"$f":"+(Z1254*Networkdesign!O$6+AA1254*Networkdesign!O$8+AB1254*Networkdesign!O$9+AC1254*Networkdesign!O$10+AD1254*Networkdesign!O$11+AE1254*Networkdesign!O$12)/1000","v":1.2325320000000002},{"$f":"+(Z1254*Network!G$76+AA1254*Network!I$76+AB1254*Network!J$76+AC1254*Network!K$76+AD1254*Network!L$76+AE1254*Network!M$76)","v":5068.5},13.9,0,0,0,0,250.20000000000002,0,0,0,100,333.6,683.80000000000007,49.194244604316552,50,13.9,480.72993871048976,1228.4299387104898,88.376254583488475,{"$f":"IF(M1254>1,0,BA$8*$W1254+S1254*Summary!J$391)","v":0},{"$f":"IF(M1254>1,0,O1254-#REF!)","v":0},0,0,0,0,0,0,0,0,0,0,0,0,0,0,0,{"$f":"Summary!J$83*(+BA1254)","v":0},0,0,{"$f":"+IF($M1254=2,IF($O1254<Summary!$F$383,Summary!$J$398*$L1254,$BU$8*$W1254),0)","v":0},0,0,0,0,0,0,0,0,{"$f":"+IF(M1254=3,IF(O1254<Summary!F$383,Summary!J$406*L1254,CD$8*W1254),0)","v":4800},13.9,17.375,17.375,0,0,0,0,0,781.875,0,0,0,781.875,56.25,80,55.6,432,1349.4749999999999,97.084532374100704,8.9697890875718458E-2,{"$f":"+IF(#REF!=0,0,(#REF!-#REF!)/#REF!)","v":{"$error":"#REF!"}}]
[6,"Large consumer heat pump","New buildings ",null,null,null,{"$f":"+Comparison!R$3","v":10000},null,{"$f":"+Comparison!R$4","v":60},null,1,1,1,{"$f":"Comparison!$R$3","v":10000},{"$f":"Comparison!$R$5","v":600},null,2000,300,300,0,5403.9529791487321,5403.9529791487321,21615.811916594928,{"$f":"IF(L1255=0,\"\",VLOOKUP($S1255/1000,Networkdesign!$R$4:$T$17,3))","v":"DN65"},{"$f":"IF(L1255=0,0,VLOOKUP($S1255/L1255/1000,Networkdesign!$R$4:$U$17,4))","v":4},0,0,0,0,0,0,0,{"$f":"+(Z1255*Networkdesign!O$6+AA1255*Networkdesign!O$8+AB1255*Networkdesign!O$9+AC1255*Networkdesign!O$10+AD1255*Networkdesign!O$11+AE1255*Networkdesign!O$12)/1000","v":0},{"$f":"+(Z1255*Network!G$76+AA1255*Network!I$76+AB1255*Network!J$76+AC1255*Network!K$76+AD1255*Network!L$76+AE1255*Network!M$76)","v":0},250,350,0,0,0,4500,5040,0,0,100,14400,24040,40.06666666666667,50,600,1999.4626022850309,26689.462602285032,44.482437670475051,{"$f":"IF(M1255>1,0,BA$8*$W1255+S1255*Summary!J$391)","v":195655.34170808224},{"$f":"IF(M1255>1,0,O1255)","v":600},200,20,180,0,0,0,2800,21420,0,0,24220,40.366666666666667,-15240,200,3600,{"$f":"Summary!J$83*(+BA1255)","v":17608.980753727403},30388.980753727403,50.648301256212335,{"$f":"+IF($M1255=2,IF($O1255<Summary!$F$383,Summary!$J$398*$L1255,$BU$8*$W1255),0)","v":0},0,0,0,0,0,0,0,0,{"$f":"+IF(M1255=3,IF(O1255<Summary!F$383,Summary!J$406*L1255,CD$8*W1255),0)","v":0},0,0,0,0,0,0,0,0,0,0,0,0,0,0,0,0,0,0,0,0.12173880333214537,{"$f":"+IF(#REF!=0,0,(#REF!-#REF!)/#REF!)","v":{"$error":"#REF!"}}]
[7,"Large consumer heat pump","New buildings ",null,null,null,{"$f":"+Comparison!S$3","v":5000},null,{"$f":"+Comparison!S$4","v":60},null,1,1,1,{"$f":"Comparison!$S$3","v":5000},{"$f":"Comparison!$S$5","v":300},null,2000,150,150,4903.75,3795.0400781638086,8698.7900781638091,15180.160312655235,{"$f":"IF(L1256=0,\"\",VLOOKUP($S1256/1000,Networkdesign!$R$4:$T$17,3))","v":"DN50"},{"$f":"IF(L1256=0,0,VLOOKUP($S1256/L1256/1000,Networkdesign!$R$4:$U$17,4))","v":3},0,0,25,0,0,0,25,{"$f":"+(Z1256*Networkdesign!O$6+AA1256*Networkdesign!O$8+AB1256*Networkdesign!O$9+AC1256*Networkdesign!O$10+AD1256*Networkdesign!O$11+AE1256*Networkdesign!O$12)/1000","v":2.9346000000000001},{"$f":"+(Z1256*Network!G$76+AA1256*Network!I$76+AB1256*Network!J$76+AC1256*Network!K$76+AD1256*Network!L$76+AE1256*Network!M$76)","v":9807.5},250,50,0,0,0,4500,720,0,0,100,7200,12520,41.733333333333334,50,300,1767.0423289206092,14637.042328920608,48.790141096402024,{"$f":"IF(M1256>1,0,BA$8*$W1256+S1256*Summary!J$391)","v":113130.56109429331},300,100,20,80,0,0,0,2800,9520,0,0,12320,41.06666666666667,-7620,200,1800,{"$f":"Summary!J$83*(+BA1256)","v":10181.750498486397},16881.750498486399,56.272501661621327,{"$f":"+IF($M1256=2,IF($O1256<Summary!$F$383,Summary!$J$398*$L1256,$BU$8*$W1256),0)","v":0},0,0,0,0,0,0,0,0,{"$f":"+IF(M1256=3,IF(O1256<Summary!F$383,Summary!J$406*L1256,CD$8*W1256),0)","v":0},0,0,0,0,0,0,0,0,0,0,0,0,0,0,0,0,0,0,0,0.1329665528327201,{"$f":"+IF(#REF!=0,0,(#REF!-#REF!)/#REF!)","v":{"$error":"#REF!"}}]
[8,"Medium consumer heat pump","New buildings ",null,null,null,{"$f":"+Comparison!T$3","v":900},null,{"$f":"+Comparison!T$4","v":60},null,1,1,1,{"$f":"Comparison!$T$3","v":900},{"$f":"Comparison!$T$5","v":54},null,2000,27,27,3668,1582.9959984816019,5250.9959984816014,6331.9839939264075,{"$f":"IF(L1257=0,\"\",VLOOKUP($S1257/1000,Networkdesign!$R$4:$T$17,3))","v":"DN32"},{"$f":"IF(L1257=0,0,VLOOKUP($S1257/L1257/1000,Networkdesign!$R$4:$U$17,4))","v":2},0,20,0,0,0,0,20,{"$f":"+(Z1257*Networkdesign!O$6+AA1257*Networkdesign!O$8+AB1257*Networkdesign!O$9+AC1257*Networkdesign!O$10+AD1257*Networkdesign!O$11+AE1257*Networkdesign!O$12)/1000","v":2.34768},{"$f":"+(Z1257*Network!G$76+AA1257*Network!I$76+AB1257*Network!J$76+AC1257*Network!K$76+AD1257*Network!L$76+AE1257*Network!M$76)","v":7336},54,0,0,0,0,972,0,0,0,100,1296,2368,43.851851851851855,50,54,857.14051943819265,3329.1405194381928,61.65075035996653,{"$f":"IF(M1257>1,0,BA$8*$W1257+S1257*Summary!J$391)","v":32961.943978742427},54,18,18,0,0,0,0,2520,0,0,0,2520,46.666666666666664,-1371.6,200,324,{"$f":"Summary!J$83*(+BA1257)","v":2966.5749580868182},4638.9749580868183,85.906943668274408,{"$f":"+IF($M1257=2,IF($O1257<Summary!$F$383,Summary!$J$398*$L1257,$BU$8*$W1257),0)","v":0},0,0,0,0,0,0,0,0,{"$f":"+IF(M1257=3,IF(O1257<Summary!F$383,Summary!J$406*L1257,CD$8*W1257),0)","v":0},0,0,0,0,0,0,0,0,0,0,0,0,0,0,0,0,0,0,0,0.28235428095279491,{"$f":"+IF(#REF!=0,0,(#REF!-#REF!)/#REF!)","v":{"$error":"#REF!"}}]
[9,"Small consumer heat pump","New buildings ",null,null,null,{"$f":"+Comparison!U$3","v":150},null,{"$f":"+Comparison!U$4","v":60},null,1,1,1,{"$f":"Comparison!$U$3","v":150},{"$f":"Comparison!$U$5","v":9},null,2000,4.5,4.5,2534.25,634.8929352118289,3169.1429352118289,2539.5717408473156,{"$f":"IF(L1258=0,\"\",VLOOKUP($S1258/1000,Networkdesign!$R$4:$T$17,3))","v":"DN15"},{"$f":"IF(L1258=0,0,VLOOKUP($S1258/L1258/1000,Networkdesign!$R$4:$U$17,4))","v":1},15,0,0,0,0,0,15,{"$f":"+(Z1258*Networkdesign!O$6+AA1258*Networkdesign!O$8+AB1258*Networkdesign!O$9+AC1258*Networkdesign!O$10+AD1258*Networkdesign!O$11+AE1258*Networkdesign!O$12)/1000","v":1.2325320000000002},{"$f":"+(Z1258*Network!G$76+AA1258*Network!I$76+AB1258*Network!J$76+AC1258*Network!K$76+AD1258*Network!L$76+AE1258*Network!M$76)","v":5068.5},9,0,0,0,0,162,0,0,0,100,216,478,53.111111111111114,50,9,422.44488602837663,959.44488602837669,106.6049873364863,{"$f":"IF(M1258>1,0,BA$8*$W1258+S1258*Summary!J$391)","v":10688.501092965605},9,3,3,0,0,0,0,420,0,0,0,420,46.666666666666664,-228.6,200,54,{"$f":"Summary!J$83*(+BA1258)","v":961.9650983669045},1407.3650983669045,156.37389981854494,{"$f":"+IF($M1258=2,IF($O1258<Summary!$F$383,Summary!$J$398*$L1258,$BU$8*$W1258),0)","v":0},0,0,0,0,0,0,0,0,{"$f":"+IF(M1258=3,IF(O1258<Summary!F$383,Summary!J$406*L1258,CD$8*W1258),0)","v":0},0,0,0,0,0,0,0,0,0,0,0,0,0,0,0,0,0,0,0,0.31826866593344605,{"$f":"+IF(#REF!=0,0,(#REF!-#REF!)/#REF!)","v":{"$error":"#REF!"}}]
[]
[]
[null,null,null,null,null,null,null,null,null,null,null,null,null,null,"Heat demand","Capacity","District heating substation",null,"Heat pump",null,"Oil boiler",null,"Natural gas boiler"]
[null,null,null,null,null,null,null,null,null,null,null,null,null,null,"MWh","kW",{"$f":"+$W5&\"/\"&$P1262","v":"£/kW"},{"$f":"+$W5","v":"£"},{"$f":"+$W5&\"/\"&$P1262","v":"£/kW"},{"$f":"+$W5","v":"£"},{"$f":"+$W5&\"/\"&$P1262","v":"£/kW"},{"$f":"+$W5","v":"£"},{"$f":"+$W5&\"/\"&$P1262","v":"£/kW"},{"$f":"+$W5","v":"£"}]
[null,null,null,null,null,null,null,null,null,null,null,1,2000,{"$f":"+P1263","v":10},20,{"$f":"+O1263/M1263*1000","v":10},{"$f":"+R1263/$P1263","v":381.58160028867258},{"$f":"+W$7*N1263^W$8*L1263","v":3815.816002886726},{"$f":"+T1263/$P1263","v":1735.535601010354},{"$f":"BA$8*$R1263+P1263*Summary!J$391","v":17355.35601010354},{"$f":"+V1263/$P1263","v":500},{"$f":"+IF($O1263<Summary!$F$383,Summary!$J$398*$L1263,$BU$8*$R1263)","v":5000},{"$f":"+X1263/$P1263","v":480},{"$f":"+IF(O1263<Summary!F$383,Summary!J$406*L1263,CD$8*R1263)","v":4800}]
[null,null,null,null,null,null,null,null,null,null,null,1,2000,{"$f":"+P1264","v":50},100,50,{"$f":"+R1264/$P1264","v":173.38927309832096},8669.4636549160477,{"$f":"+T1264/$P1264","v":1006.8624558441234},{"$f":"BA$8*$R1264+P1264*Summary!J$391","v":50343.122792206166},{"$f":"+V1264/$P1264","v":346.77854619664191},{"$f":"+IF($O1264<Summary!$F$383,Summary!$J$398*$L1264,$BU$8*$R1264)","v":17338.927309832095},{"$f":"+X1264/$P1264","v":294.76176426714562},{"$f":"+IF(O1264<Summary!F$383,Summary!J$406*L1264,CD$8*R1264)","v":14738.088213357281}]
[null,null,null,null,null,null,null,null,null,null,null,1,2000,{"$f":"+P1265","v":250},500,250,{"$f":"+R1265/$P1265","v":78.787446781554337},19696.861695388583,675.75606373544019,{"$f":"BA$8*$R1265+P1265*Summary!J$391","v":168939.01593386004},{"$f":"+V1265/$P1265","v":157.57489356310867},{"$f":"+IF($O1265<Summary!$F$383,Summary!$J$398*$L1265,$BU$8*$R1265)","v":39393.723390777166},133.93865952864238,{"$f":"+IF(O1265<Summary!F$383,Summary!J$406*L1265,CD$8*R1265)","v":33484.664882160592}]
[null,null,null,null,null,null,null,null,null,null,null,1,2000,{"$f":"+P1266","v":500},1000,500,56.094751173313583,28047.375586656792,596.33162910659746,{"$f":"BA$8*$R1266+P1266*Summary!J$391","v":298165.81455329875},{"$f":"+V1266/$P1266","v":112.18950234662717},{"$f":"+IF($O1266<Summary!$F$383,Summary!$J$398*$L1266,$BU$8*$R1266)","v":56094.751173313583},95.361076994633081,{"$f":"+IF(O1266<Summary!F$383,Summary!J$406*L1266,CD$8*R1266)","v":47680.538497316542}]
[null,null,null,null,null,null,null,null,null,null,null,1,2000,{"$f":"+P1267","v":1000},2000,1000,39.938102295918682,39938.102295918681,539.78335803571542,{"$f":"BA$8*$R1267+P1267*Summary!J$391","v":539783.35803571541},{"$f":"+V1267/$P1267","v":79.876204591837364},{"$f":"+IF($O1267<Summary!$F$383,Summary!$J$398*$L1267,$BU$8*$R1267)","v":79876.204591837362},67.894773903061747,{"$f":"+IF(O1267<Summary!F$383,Summary!J$406*L1267,CD$8*R1267)","v":67894.773903061752}]
[null,null,null,null,null,null,null,null,null,null,null,1,2000,{"$f":"+P1268","v":2000},4000,2000,28.434960163582875,56869.920327165753,499.52236057254009,{"$f":"BA$8*$R1268+P1268*Summary!J$391","v":999044.72114508017},{"$f":"+V1268/$P1268","v":56.869920327165751},{"$f":"+IF($O1268<Summary!$F$383,Summary!$J$398*$L1268,$BU$8*$R1268)","v":113739.84065433151},48.339432278090889,{"$f":"+IF(O1268<Summary!F$383,Summary!J$406*L1268,CD$8*R1268)","v":96678.864556181783}]
[null,null,null,null,null,null,null,null,null,null,null,1,2000,3000,6000,3000,23.310430708958719,69931.292126876157,481.58650748135551,{"$f":"BA$8*$R1269+P1269*Summary!J$391","v":1444759.5224440666},{"$f":"+V1269/$P1269","v":46.620861417917439},{"$f":"+IF($O1269<Summary!$F$383,Summary!$J$398*$L1269,$BU$8*$R1269)","v":139862.58425375231},39.627732205229819,{"$f":"+IF(O1269<Summary!F$383,Summary!J$406*L1269,CD$8*R1269)","v":118883.19661568946}]

{"sheet":"Comparison","index":6,"n_rows":78,"n_cols":21,"rows_kept":78,"cut":false,"hidden":false,"merged":[[39,1,39,4],[39,5,39,10],[0,5,0,10],[0,12,0,15],[0,17,0,20],[37,12,37,16],[37,17,37,20]]}
[null,"District heating prices compared to individual",null,null,"Unit","Decentral forsyning første 2 år, incl rabat",null,null,null,null,null,"Central","District heating, existing buildings",null,null,null,null,"District heating to new buildings"]
[null,null,null,null,null,null,null,null,null,null,null,null,"Large","Medium","Medium","Small","Small","Large","Medium","Medium","Small"]
[null,"Heated floor area",null,null,"m2",69560,41400,8281,5350,23500,{"$f":"+SUM(F3:J3)","v":148091},{"$f":"+SUM(K3:K3)","v":148091},20000,5000,1500,130,100,10000,5000,900,150]
[null,"Specific demand",null,null,"kWh/m2",null,null,null,null,null,null,null,110,100,100,139,139,60,60,60,60]
[null,"Heat demand",null,null,"MWh",6750,3800,1600,535,2350,{"$f":"+SUM(F5:J5)","v":15035},{"$f":"+$K5","v":15035},{"$f":"M3*M4/1000","v":2200},{"$f":"N3*N4/1000","v":500},150,18.07,{"$f":"Q3*Q4/1000","v":13.9},{"$f":"R3*R4/1000","v":600},300,54,9]
[null,"Max load hours at consumer",null,null,"h",null,null,null,null,null,null,null,2000,2000,2000,2000,2000,2000,2000,2000,2000]
[null,"Capacity demand at consumer","",null,"kW",null,null,null,null,null,null,null,{"$f":"M5/M6*1000","v":1100},{"$f":"N5/N6*1000","v":250},75,9.0350000000000001,6.95,300,150,27,4.5]
[]
[null,"Cost of connecting to DH"]
[null,"Branch line connection fee",{"$f":"+Summary!J211","v":0.5},"of cost",{"$f":"+Summary!$G$3","v":"£"},null,null,null,null,null,null,null,{"$f":"Consumers!T$1250","v":0},{"$f":"Consumers!T$1251","v":0},{"$f":"Consumers!T$1252","v":3668},{"$f":"Consumers!T$1253","v":2534.25},{"$f":"Consumers!T$1254","v":2534.25},{"$f":"Consumers!T$1255","v":0},{"$f":"Consumers!T$1256","v":4903.75},{"$f":"Consumers!T$1257","v":3668},{"$f":"Consumers!T$1258","v":2534.25}]
[null,"Fixed connection fee",{"$f":"+Summary!J212","v":0.25},"of subst.",{"$f":"+Summary!$G$3","v":"£"},null,null,null,null,null,null,null,{"$f":"Consumers!$U$1250","v":10481.744369865972},{"$f":"Consumers!$U$1251","v":4924.2154238471458},{"$f":"Consumers!$U$1252","v":2665.1470230109808},{"$f":"Consumers!$U$1253","v":905.84773115963799},{"$f":"Consumers!$U$1254","v":792.42010462294525},{"$f":"Consumers!U$1255","v":5403.9529791487321},{"$f":"Consumers!$U$1256","v":3795.0400781638086},{"$f":"Consumers!U$1257","v":1582.9959984816019},{"$f":"Consumers!U$1258","v":634.8929352118289}]
[null,"Payment to district heating company",null,null,{"$f":"+Summary!$G$3","v":"£"},null,null,null,null,null,null,null,{"$f":"+M10+M11","v":10481.744369865972},{"$f":"+N10+N11","v":4924.2154238471458},6333.1470230109808,3440.097731159638,3326.6701046229455,5403.9529791487321,8698.7900781638091,5250.9959984816014,3169.1429352118289]
[null,"Consumer installation",null,null,{"$f":"+Summary!$G$3","v":"£"},null,null,null,null,null,null,null,{"$f":"Consumers!$W$1250","v":41926.977479463887},{"$f":"Consumers!W$1251","v":19696.861695388583},{"$f":"Consumers!W$1252","v":10660.588092043923},{"$f":"Consumers!$W$1253","v":3623.390924638552},{"$f":"Consumers!$W$1254","v":3169.680418491781},{"$f":"Consumers!W$1255","v":21615.811916594928},{"$f":"Consumers!$W$1256","v":15180.160312655235},{"$f":"Consumers!W$1257","v":6331.9839939264075},{"$f":"Consumers!W$1258","v":2539.5717408473156}]
[null,"Total investment for connection",null,null,{"$f":"+Summary!$G$3","v":"£"},null,null,null,null,null,null,null,{"$f":"M12+M13","v":52408.721849329857},24621.077119235728,16993.735115054904,7063.4886557981899,6496.3505231147265,27019.764895743661,23878.950390819045,11582.979992408009,5708.714676059144]
[null,"Annual payment for DH",null,null,null,null,null,null,null,null,null,"","","","","","","","","",""]
[null,"Amortisation 4 % in 20 years",{"$f":"Summary!$J$82","v":7.3999999999999996E-2},"",{"$f":"+Summary!$G$3","v":"£"},null,null,null,null,null,null,{"$f":"+L14*$C16","v":0},{"$f":"+M14*$C16","v":3878.2454168504091},{"$f":"+N14*$C16","v":1821.9597068234439},1257.5363985140627,522.69816052906606,{"$f":"+Q14*$C16","v":480.72993871048976},{"$f":"+R14*$C16","v":1999.4626022850309},1767.0423289206092,{"$f":"+T14*$C16","v":857.14051943819265},422.44488602837663]
[null,"Fixed payment to district heating",null,null,null,null,null,null,null,null,null,"","","","","","","","","",""]
[null,"Fixed fee per meter",{"$f":"+Summary!J214","v":100},{"$f":"+Summary!G$3&\"/inst.\"","v":"£/inst."},{"$f":"+Summary!$G$3","v":"£"},null,null,null,null,null,null,{"$f":"+SUM(K18:K18)","v":0},{"$f":"+$C18","v":100},{"$f":"+$C18","v":100},100,100,100,100,100,100,100]
[null,{"$f":"+Summary!B216","v":"Fixed fee 0-250 MWh"},{"$f":"+Summary!J216","v":18},{"$f":"+Summary!$I$216","v":"£/MWh"},{"$f":"+Summary!$G$3","v":"£"},null,null,null,null,null,null,null,{"$f":"+IF(M5<Summary!$G216,$C19*M5,$C19*Summary!$G216)","v":4500},{"$f":"+IF(N5<Summary!$G216,$C19*N5,$C19*Summary!$G216)","v":4500},{"$f":"+IF(O5<Summary!$G216,$C19*O5,$C19*Summary!$G216)","v":2700},{"$f":"+IF(P5<Summary!$G216,$C19*P5,$C19*Summary!$G216)","v":325.26},{"$f":"+IF(Q5<Summary!$G216,$C19*Q5,$C19*Summary!$G216)","v":250.20000000000002},{"$f":"+IF(R5<Summary!$G216,$C19*R5,$C19*Summary!$G216)","v":4500},{"$f":"+IF(S5<Summary!$G216,$C19*S5,$C19*Summary!$G216)","v":4500},{"$f":"+IF(T5<Summary!$G216,$C19*T5,$C19*Summary!$G216)","v":972},{"$f":"+IF(U5<Summary!$G216,$C19*U5,$C19*Summary!$G216)","v":162}]
[null,{"$f":"+Summary!B217","v":"Fixed fee 250-2500 MWh"},{"$f":"+Summary!J217","v":14.4},{"$f":"+Summary!$I$216","v":"£/MWh"},{"$f":"+Summary!$G$3","v":"£"},null,null,null,null,null,null,{"$f":"+IF(L5<800,L5*$C20,800*$C20)","v":11520},{"$f":"+IF(M5<Summary!$G216,0,IF(M5<Summary!$G217,(M5-Summary!$G216)*$C20,(Summary!$G217-Summary!$G216)*$C20))","v":28080},{"$f":"+IF(N5<Summary!$G216,0,IF(N5<Summary!$G217,(N5-Summary!$G216)*$C20,(Summary!$G217-Summary!$G216)*$C20))","v":3600},{"$f":"+IF(O5<Summary!$G216,0,IF(O5<Summary!$G217,(O5-Summary!$G216)*$C20,(Summary!$G217-Summary!$G216)*$C20))","v":0},{"$f":"+IF(P5<Summary!$G216,0,IF(P5<Summary!$G217,(P5-Summary!$G216)*$C20,(Summary!$G217-Summary!$G216)*$C20))","v":0},{"$f":"+IF(Q5<Summary!$G216,0,IF(Q5<Summary!$G217,(Q5-Summary!$G216)*$C20,(Summary!$G217-Summary!$G216)*$C20))","v":0},{"$f":"+IF(R5<Summary!$G216,0,IF(R5<Summary!$G217,(R5-Summary!$G216)*$C20,(Summary!$G217-Summary!$G216)*$C20))","v":5040},{"$f":"+IF(S5<Summary!$G216,0,IF(S5<Summary!$G217,(S5-Summary!$G216)*$C20,(Summary!$G217-Summary!$G216)*$C20))","v":720},{"$f":"+IF(T5<Summary!$G216,0,IF(T5<Summary!$G217,(T5-Summary!$G216)*$C20,(Summary!$G217-Summary!$G216)*$C20))","v":0},{"$f":"+IF(U5<Summary!$G216,0,IF(U5<Summary!$G217,(U5-Summary!$G216)*$C20,(Summary!$G217-Summary!$G216)*$C20))","v":0}]
[null,{"$f":"+Summary!B218","v":"Fixed fee 2500-25000 MWh"},{"$f":"+Summary!J218","v":12.6},{"$f":"+Summary!$I$216","v":"£/MWh"},{"$f":"+Summary!$G$3","v":"£"},null,null,null,null,null,null,{"$f":"+IF(L5<800,0,+IF(L5<4000,(L5-800)*$C21,3200*$C21))","v":40320},{"$f":"+IF(M5<Summary!$G$217,0,IF(M5<Summary!$G218,(M5-Summary!$G217)*$C21,(Summary!$G218-Summary!$G217)*$C21))","v":0},{"$f":"+IF(N5<Summary!$G$217,0,IF(N5<Summary!$G218,(N5-Summary!$G217)*$C21,(Summary!$G218-Summary!$G217)*$C21))","v":0},{"$f":"+IF(O5<Summary!$G$217,0,IF(O5<Summary!$G218,(O5-Summary!$G217)*$C21,(Summary!$G218-Summary!$G217)*$C21))","v":0},{"$f":"+IF(P5<Summary!$G$217,0,IF(P5<Summary!$G218,(P5-Summary!$G217)*$C21,(Summary!$G218-Summary!$G217)*$C21))","v":0},{"$f":"+IF(Q5<Summary!$G$217,0,IF(Q5<Summary!$G218,(Q5-Summary!$G217)*$C21,(Summary!$G218-Summary!$G217)*$C21))","v":0},{"$f":"+IF(R5<Summary!$G$217,0,IF(R5<Summary!$G218,(R5-Summary!$G217)*$C21,(Summary!$G218-Summary!$G217)*$C21))","v":0},{"$f":"+IF(S5<Summary!$G$217,0,IF(S5<Summary!$G218,(S5-Summary!$G217)*$C21,(Summary!$G218-Summary!$G217)*$C21))","v":0},{"$f":"+IF(T5<Summary!$G$217,0,IF(T5<Summary!$G218,(T5-Summary!$G217)*$C21,(Summary!$G218-Summary!$G217)*$C21))","v":0},{"$f":"+IF(U5<Summary!$G$217,0,IF(U5<Summary!$G218,(U5-Summary!$G217)*$C21,(Summary!$G218-Summary!$G217)*$C21))","v":0}]
[null,{"$f":"+Summary!B219","v":"Fixed fee 25000-250000 MWh"},{"$f":"+Summary!J219","v":7.2},{"$f":"+Summary!$I$216","v":"£/MWh"},{"$f":"+Summary!$G$3","v":"£"},null,null,null,null,null,null,{"$f":"+IF(L5<4000,0,+IF(L5<8000,(L5-4000)*$C22,4000*$C22))","v":28800},{"$f":"+IF(M5<Summary!$G218,0,(M5-Summary!$G218)*$C22)","v":0},{"$f":"+IF(N5<Summary!$G218,0,(N5-Summary!$G218)*$C22)","v":0},{"$f":"+IF(O5<Summary!$G218,0,(O5-Summary!$G218)*$C22)","v":0},{"$f":"+IF(P5<Summary!$G218,0,(P5-Summary!$G218)*$C22)","v":0},{"$f":"+IF(Q5<Summary!$G218,0,(Q5-Summary!$G218)*$C22)","v":0},{"$f":"+IF(R5<Summary!$G218,0,(R5-Summary!$G218)*$C22)","v":0},{"$f":"+IF(S5<Summary!$G218,0,(S5-Summary!$G218)*$C22)","v":0},{"$f":"+IF(T5<Summary!$G218,0,(T5-Summary!$G218)*$C22)","v":0},{"$f":"+IF(U5<Summary!$G218,0,(U5-Summary!$G218)*$C22)","v":0}]
[null,"Annual fixed fee",null,null,{"$f":"+Summary!$G$3","v":"£"},{"$f":"SUM(F18:F22)","v":0},{"$f":"SUM(G18:G22)","v":0},{"$f":"SUM(H18:H22)","v":0},{"$f":"SUM(I18:I22)","v":0},{"$f":"SUM(J18:J22)","v":0},{"$f":"+SUM(F23:J23)","v":0},null,{"$f":"SUM(M18:M22)","v":32680},{"$f":"SUM(N18:N22)","v":8200},2800,425.26,{"$f":"SUM(Q18:Q22)","v":350.20000000000005},{"$f":"SUM(R18:R22)","v":9640},5320,{"$f":"SUM(T18:T22)","v":1072},262]
[null,"Variable fee",{"$f":"+Summary!J221","v":24},{"$f":"+Summary!I221","v":"£/MWh"},{"$f":"+Summary!$G$3","v":"£"},{"$f":"+$C24*F5","v":162000},{"$f":"+$C24*G5","v":91200},{"$f":"+$C24*H5","v":38400},{"$f":"+$C24*I5","v":12840},{"$f":"+$C24*J5","v":56400},{"$f":"+SUM(F24:J24)","v":360840},null,{"$f":"+$C24*M5","v":52800},12000,3600,433.68,333.6,14400,7200,1296,216]
[null,"-Discount for low return temperature",null,null,{"$f":"+Summary!$G$3","v":"£"},{"$f":"-#REF!*F24","v":{"$error":"#REF!"}},{"$f":"-#REF!*G24","v":{"$error":"#REF!"}},{"$f":"-#REF!*H24","v":{"$error":"#REF!"}},{"$f":"-#REF!*I24","v":{"$error":"#REF!"}},{"$f":"-#REF!*J24","v":{"$error":"#REF!"}},{"$error":"#REF!"},null,0,0,0,0,0,0,0,0,0]
[null,"Annual district heating payment",null,null,{"$f":"+Summary!$G$3","v":"£"},{"$f":"SUM(F24:F25)","v":{"$error":"#REF!"}},{"$f":"SUM(G24:G25)","v":{"$error":"#REF!"}},{"$f":"SUM(H24:H25)","v":{"$error":"#REF!"}},{"$f":"SUM(I24:I25)","v":{"$error":"#REF!"}},{"$f":"SUM(J24:J25)","v":{"$error":"#REF!"}},{"$error":"#REF!"},null,{"$f":"SUM(M23:M25)","v":85480},20200,6400,858.94,{"$f":"SUM(Q23:Q25)","v":683.80000000000007},24040,12520,2368,478]
[null,"Average district heating fee",null,null,{"$f":"+Summary!I223","v":"£MWh"},null,null,null,null,null,"","",{"$f":"+M26/M5","v":38.854545454545452},40.4,42.666666666666664,47.534034311012732,49.194244604316552,40.06666666666667,41.733333333333334,43.851851851851855,53.111111111111114]
[null,null,null,null,null,null,null,null,null,null,"","","","","","","","","","",""]
[null,"Operation of consumer installations",null,null,null,null,null,null,null,null,"","","","","","","","","","",""]
[null,"Fixed cost",{"$f":"Summary!J387","v":50},{"$f":"+Summary!G$3&\"/inst.\"","v":"£/inst."},{"$f":"+Summary!$G$3","v":"£"},{"$f":"+$C30","v":50},{"$f":"+$C30","v":50},{"$f":"+$C30","v":50},{"$f":"+$C30","v":50},{"$f":"+$C30","v":50},250,{"$f":"+$C30","v":50},50,50,50,50,50,50,50,50,50]
[null,"Variable cost",{"$f":"Summary!J386","v":1},{"$f":"+Summary!I$216","v":"£/MWh"},{"$f":"+Summary!$G$3","v":"£"},{"$f":"+$C31*F5","v":6750},{"$f":"+$C31*G5","v":3800},{"$f":"+$C31*H5","v":1600},{"$f":"+$C31*I5","v":535},{"$f":"+$C31*J5","v":2350},15035,{"$f":"+$C31*L5","v":15035},2200,500,150,18.07,13.9,600,300,54,9]
[null,"Annual O&M cost of consumer installation",null,null,{"$f":"+Summary!$G$3","v":"£"},{"$f":"SUM(F30:F31)","v":6800},{"$f":"SUM(G30:G31)","v":3850},{"$f":"SUM(H30:H31)","v":1650},{"$f":"SUM(I30:I31)","v":585},{"$f":"SUM(J30:J31)","v":2400},15285,{"$f":"SUM(L30:L31)","v":15085},2250,{"$f":"SUM(N30:N31)","v":550},200,68.069999999999993,{"$f":"SUM(Q30:Q31)","v":63.9},{"$f":"SUM(R30:R31)","v":650},350,{"$f":"SUM(T30:T31)","v":104},59]
[null,null,null,null,null,null,null,null,null,null,""]
[null,"Annual heating cost",null,null,{"$f":"+Summary!$G$3","v":"£"},null,null,null,null,null,null,null,{"$f":"+M16+M26+M32","v":91608.245416850405},22571.959706823443,7857.536398514063,1449.7081605290662,1228.42993871049,26689.462602285032,14637.042328920608,3329.1405194381928,959.44488602837669]
[null,"Average cost including capital costs of connection",null,null,{"$f":"+Summary!$I$216","v":"£/MWh"},{"$f":"+F$34/F$5","v":0},0,0,0,0,0,null,{"$f":"+M$34/M$5","v":41.640111553113819},45.143919413646884,52.383575990093753,80.227347013230002,88.376254583488489,44.482437670475051,48.790141096402024,61.65075035996653,106.6049873364863]
[null,"Average cost minus capital cost (sunk cost)",null,null,{"$f":"+Summary!$I$216","v":"£/MWh"},{"$f":"+(F26+F32)/F5","v":{"$error":"#REF!"}},{"$error":"#REF!"},{"$error":"#REF!"},{"$error":"#REF!"},{"$error":"#REF!"},{"$error":"#REF!"},1.0033255736614566,{"$f":"+(M34-M16)/M5","v":39.877272727272725},41.5,44,51.301051466519098,53.791366906474842,41.15,42.9,45.777777777777779,93.1666666666667]
[]
[null,"Individual supply",null,null,{"$f":"+E1","v":"Unit"},"Decentral forsyning første 2 år, incl rabat",0,0,0,0,0,"Central","Natural gas boilers",null,null,null,null,"Heat pumps to new buildins",{"$f":"+S1","v":0},0,0]
[null,null,null,null,"",{"$f":"+F2","v":0},0,0,0,0,0,0,"Large","Medium","Medium","Small","Small","Large","Medium","Medium","Small"]
[null,"Cost first year after installation of individual plant",null,null,null,"Individuelle kondenserende kedler til alle bebyggelser",null,null,null,null,null,"kondens kedel","New ","New ","New ","New ","New ","New  ","New  ","New  ","New  "]
[null,"",null,null,null,null,null,null,null,null,null,null,"cond. Boiler","cond. Boiler","cond. Boiler","cond. Boiler","cond. Boiler","Heat pump","Heat pump","Heat pump","Heat pump"]
[null,"Tilslutningsafgift",null,null,"kr.",0,0,0,0,0,0,0,0,0,0,0,0,0,0,0,0]
[null,"Heat pump",null,null,{"$f":"+Summary!$G$3","v":"£"},null,null,null,null,null,null,null,null,null,null,null,null,{"$f":"Consumers!$BA$8*Comparison!R$13+R7*Summary!$J391","v":195655.34170808224},{"$f":"Consumers!$BA$8*Comparison!S$13+S7*Summary!$J391","v":113130.56109429331},{"$f":"Consumers!$BA$8*Comparison!T$13+T7*Summary!$J391","v":32961.943978742427},{"$f":"Consumers!$BA$8*Comparison!U$13+U7*Summary!$J391","v":10688.501092965605}]
[null,"Condensing gas boiler","","",{"$f":"+Summary!$G$3","v":"£"},null,null,null,null,null,null,null,{"$f":"Consumers!$CD1250","v":71275.861715088613},{"$f":"Consumers!$CD1251","v":33484.664882160592},{"$f":"Consumers!$CD1252","v":18122.99975647467},{"$f":"Consumers!$CD1253","v":4800},{"$f":"Consumers!$CD1254","v":4800}]
[null,"Total investment",null,null,{"$f":"+Summary!$G$3","v":"£"},null,null,null,null,null,null,null,{"$f":"SUM(M43:M44)","v":71275.861715088613},33484.664882160592,18122.99975647467,4800,4800,195655.34170808224,113130.56109429331,32961.943978742427,10688.501092965605]
[null,"Annual heat production",null,null,"MWh",null,null,null,null,null,null,null,{"$f":"+M5","v":2200},500,150,18.07,13.9,600,300,54,9]
[null,"Efficiency gas boiler",null,null,"%",1,1,1,1,1,null,1,{"$f":"+Summary!$J409","v":0.8},{"$f":"+Summary!$J409","v":0.8},{"$f":"+Summary!$J409","v":0.8},{"$f":"+Summary!$J409","v":0.8},{"$f":"+Summary!$J409","v":0.8}]
[null,"Annual gas consumption",null,null,"MWh",{"$f":"+F5/11/F47*1000","v":613636.36363636365},{"$f":"+G5/11/G47*1000","v":345454.54545454541},{"$f":"+H5/11/H47*1000","v":145454.54545454547},{"$f":"+I5/11/I47*1000","v":48636.363636363632},{"$f":"+J5/11/J47*1000","v":213636.36363636362},null,null,{"$f":"(M46)/M47","v":2750},{"$f":"(N46)/N47","v":625},187.5,22.587499999999999,17.375]
[null,"COP",null,null,null,null,null,null,null,null,null,null,null,null,null,null,null,{"$f":"Consumers!$BC$8","v":3},{"$f":"Consumers!$BC$8","v":3},{"$f":"Consumers!$BC$8","v":3},{"$f":"Consumers!$BC$8","v":3}]
[null,"Annual consumption of electricity",null,null,"MWh",null,null,null,null,null,null,null,null,null,null,null,null,{"$f":"(R46)/R49","v":200},{"$f":"(S46)/S49","v":100},18,3]
[null,"Annual cost of heating first year"]
[null,"Amortization 4% 15 year",{"$f":"Summary!$J$83","v":0.09},null,{"$f":"+Summary!$G$3","v":"£"},null,null,null,null,null,null,{"$f":"+L45*$C52","v":0},6414.8275543579748,3013.6198393944533,1631.0699780827201,432,432,17608.980753727403,10181.750498486397,2966.5749580868182,961.9650983669045]
[null,""]
[null,"Energy cost for individual heating"]
[null,"Fixed payment for gas",{"$f":"+Summary!J227","v":0},{"$f":"+Summary!G$3&\"/inst.\"","v":"£/inst."},{"$f":"+Summary!$G$3","v":"£"},null,null,null,null,null,null,null,{"$f":"+$C55","v":0},{"$f":"+$C55","v":0},0,0,0]
[null,{"$f":"Summary!E228","v":278},{"$f":"+Summary!J228","v":45},{"$f":"+Summary!$I$216","v":"£/MWh"},{"$f":"+Summary!$G$3","v":"£"},{"$f":"+IF(F48<20000,F48*$C56,20000*$C56)","v":900000},{"$f":"+IF(G48<20000,G48*$C56,20000*$C56)","v":900000},{"$f":"+IF(H48<20000,H48*$C56,20000*$C56)","v":900000},{"$f":"+IF(I48<20000,I48*$C56,20000*$C56)","v":900000},{"$f":"+IF(J48<20000,J48*$C56,20000*$C56)","v":900000},{"$f":"+SUM(F56:J56)","v":4500000},{"$f":"+IF(L48<20000,L48*$C56,20000*$C56)","v":0},{"$f":"+IF(M48<Summary!$E228,M48*$C56,Summary!$E228*$C56)","v":12510},{"$f":"+IF(N48<Summary!$E228,N48*$C56,Summary!$E228*$C56)","v":12510},{"$f":"+IF(O48<Summary!$E228,O48*$C56,Summary!$E228*$C56)","v":8437.5},{"$f":"+IF(P48<Summary!$E228,P48*$C56,Summary!$E228*$C56)","v":1016.4374999999999},{"$f":"+IF(Q48<Summary!$E228,Q48*$C56,Summary!$E228*$C56)","v":781.875},{"$f":"+IF(R48<20000,R48*$C56,20000*$C56)","v":0},{"$f":"+IF(S48<20000,S48*$C56,20000*$C56)","v":0},{"$f":"+IF(T48<20000,T48*$C56,20000*$C56)","v":0},{"$f":"+IF(U48<20000,U48*$C56,20000*$C56)","v":0}]
[null,{"$f":"Summary!E229","v":2778},{"$f":"+Summary!J229","v":29.25},{"$f":"+Summary!$I$216","v":"£/MWh"},{"$f":"+Summary!$G$3","v":"£"},{"$f":"+IF(F48<20000,0,+IF(F48<75000,(F48-20000)*$C57,55000*$C57))","v":1608750},{"$f":"+IF(G48<20000,0,+IF(G48<75000,(G48-20000)*$C57,55000*$C57))","v":1608750},{"$f":"+IF(H48<20000,0,+IF(H48<75000,(H48-20000)*$C57,55000*$C57))","v":1608750},{"$f":"+IF(I48<20000,0,+IF(I48<75000,(I48-20000)*$C57,55000*$C57))","v":837613.63636363624},{"$f":"+IF(J48<20000,0,+IF(J48<75000,(J48-20000)*$C57,55000*$C57))","v":1608750},{"$f":"+SUM(F57:J57)","v":7272613.6363636367},{"$f":"+IF(L48<20000,0,+IF(L48<75000,(L48-20000)*$C57,55000*$C57))","v":0},{"$f":"+IF(M48<Summary!$E228,0,+IF(M48<Summary!$E229,(M48-Summary!$E228)*$C57,(Summary!$E229-Summary!$E228)*$C57))","v":72306},{"$f":"+IF(N48<Summary!$E228,0,+IF(N48<Summary!$E229,(N48-Summary!$E228)*$C57,(Summary!$E229-Summary!$E228)*$C57))","v":10149.75},{"$f":"+IF(O48<Summary!$E228,0,+IF(O48<Summary!$E229,(O48-Summary!$E228)*$C57,(Summary!$E229-Summary!$E228)*$C57))","v":0},{"$f":"+IF(P48<Summary!$E228,0,+IF(P48<Summary!$E229,(P48-Summary!$E228)*$C57,(Summary!$E229-Summary!$E228)*$C57))","v":0},{"$f":"+IF(Q48<Summary!$E228,0,+IF(Q48<Summary!$E229,(Q48-Summary!$E228)*$C57,(Summary!$E229-Summary!$E228)*$C57))","v":0},{"$f":"+IF(R48<20000,0,+IF(R48<75000,(R48-20000)*$C57,55000*$C57))","v":0},{"$f":"+IF(S48<20000,0,+IF(S48<75000,(S48-20000)*$C57,55000*$C57))","v":0},{"$f":"+IF(T48<20000,0,+IF(T48<75000,(T48-20000)*$C57,55000*$C57))","v":0},{"$f":"+IF(U48<20000,0,+IF(U48<75000,(U48-20000)*$C57,55000*$C57))","v":0}]
[null,{"$f":"Summary!E230","v":27778},{"$f":"+Summary!J230","v":27},{"$f":"+Summary!$I$216","v":"£/MWh"},{"$f":"+Summary!$G$3","v":"£"},{"$f":"+IF(F48<75000,0,+IF(F48<150000,(F48-75000)*$C58,75000*$C58))","v":2025000},{"$f":"+IF(G48<75000,0,+IF(G48<150000,(G48-75000)*$C58,75000*$C58))","v":2025000},{"$f":"+IF(H48<75000,0,+IF(H48<150000,(H48-75000)*$C58,75000*$C58))","v":1902272.7272727278},{"$f":"+IF(I48<75000,0,+IF(I48<150000,(I48-75000)*$C58,75000*$C58))","v":0},{"$f":"+IF(J48<75000,0,+IF(J48<150000,(J48-75000)*$C58,75000*$C58))","v":2025000},{"$f":"+SUM(F58:J58)","v":7977272.7272727275},{"$f":"+IF(L48<75000,0,+IF(L48<150000,(L48-75000)*$C58,75000*$C58))","v":0},{"$f":"+IF(M48<Summary!$E229,0,+IF(M48<Summary!$E230,(M48-Summary!$E229)*$C58,(Summary!$E230-Summary!$E229)*$C58))","v":0},{"$f":"+IF(N48<Summary!$E229,0,+IF(N48<Summary!$E230,(N48-Summary!$E229)*$C58,(Summary!$E230-Summary!$E229)*$C58))","v":0},{"$f":"+IF(O48<Summary!$E229,0,+IF(O48<Summary!$E230,(O48-Summary!$E229)*$C58,(Summary!$E230-Summary!$E229)*$C58))","v":0},{"$f":"+IF(P48<Summary!$E229,0,+IF(P48<Summary!$E230,(P48-Summary!$E229)*$C58,(Summary!$E230-Summary!$E229)*$C58))","v":0},{"$f":"+IF(Q48<Summary!$E229,0,+IF(Q48<Summary!$E230,(Q48-Summary!$E229)*$C58,(Summary!$E230-Summary!$E229)*$C58))","v":0},{"$f":"+IF(R48<75000,0,+IF(R48<150000,(R48-75000)*$C58,75000*$C58))","v":0},{"$f":"+IF(S48<75000,0,+IF(S48<150000,(S48-75000)*$C58,75000*$C58))","v":0},{"$f":"+IF(T48<75000,0,+IF(T48<150000,(T48-75000)*$C58,75000*$C58))","v":0},{"$f":"+IF(U48<75000,0,+IF(U48<150000,(U48-75000)*$C58,75000*$C58))","v":0}]
[null,{"$f":"Summary!E231","v":277778},{"$f":"+Summary!J231","v":22.5},{"$f":"+Summary!$I$216","v":"£/MWh"},{"$f":"+Summary!$G$3","v":"£"},{"$f":"+IF(F48<150000,0,+IF(F48<300000,(F48-150000)*$C59,150000*$C59))","v":3375000},{"$f":"+IF(G48<150000,0,+IF(G48<300000,(G48-150000)*$C59,150000*$C59))","v":3375000},{"$f":"+IF(H48<150000,0,+IF(H48<300000,(H48-150000)*$C59,150000*$C59))","v":0},{"$f":"+IF(I48<150000,0,+IF(I48<300000,(I48-150000)*$C59,150000*$C59))","v":0},{"$f":"+IF(J48<150000,0,+IF(J48<300000,(J48-150000)*$C59,150000*$C59))","v":1431818.1818181814},{"$f":"+SUM(F59:J59)","v":8181818.1818181816},{"$f":"+IF(L48<150000,0,+IF(L48<300000,(L48-150000)*$C59,150000*$C59))","v":0},{"$f":"+IF(M48<Summary!$E230,0,+(M48-Summary!$E230)*$C59)","v":0},{"$f":"+IF(N48<Summary!$E230,0,+(N48-Summary!$E230)*$C59)","v":0},{"$f":"+IF(O48<Summary!$E230,0,+(O48-Summary!$E230)*$C59)","v":0},{"$f":"+IF(P48<Summary!$E230,0,+(P48-Summary!$E230)*$C59)","v":0},{"$f":"+IF(Q48<Summary!$E230,0,+(Q48-Summary!$E230)*$C59)","v":0},0,0,0,0]
[null,"Total natural gas cost",null,null,{"$f":"+Summary!$G$3","v":"£"},{"$f":"SUM(F56:F59)","v":7908750},{"$f":"SUM(G56:G59)","v":7908750},{"$f":"SUM(H56:H59)","v":4411022.7272727275},{"$f":"SUM(I56:I59)","v":1737613.6363636362},{"$f":"SUM(J56:J59)","v":5965568.1818181816},{"$f":"+SUM(F60:J60)","v":27931704.545454547},{"$f":"SUM(L56:L59)","v":0},{"$f":"SUM(M55:M59)","v":84816},{"$f":"SUM(N55:N59)","v":22659.75},{"$f":"SUM(O55:O59)","v":8437.5},{"$f":"SUM(P55:P59)","v":1016.4374999999999},{"$f":"SUM(Q55:Q59)","v":781.875},{"$f":"SUM(R56:R59)","v":0},{"$f":"SUM(S56:S59)","v":0},{"$f":"SUM(T56:T59)","v":0},{"$f":"SUM(U56:U59)","v":0}]
[null,"Average gas cost",null,null,"kr./MWh",null,null,null,null,null,null,null,{"$f":"+M60/M48","v":30.842181818181817},{"$f":"+N60/N48","v":36.255600000000001},{"$f":"+O60/O48","v":45},{"$f":"+P60/P48","v":45},{"$f":"+Q60/Q48","v":45},"","","",""]
[null,"Electricity cost, marginal",{"$f":"+Summary!J247","v":140},{"$f":"+Summary!$I$216","v":"£/MWh"},{"$f":"+Summary!$G$3","v":"£"},null,null,null,null,null,null,null,null,null,null,null,null,{"$f":"+R50*$C62","v":28000},{"$f":"+S50*$C62","v":14000},{"$f":"+T50*$C62","v":2520},{"$f":"+U50*$C62","v":420}]
[null,{"$f":"+Summary!B261","v":"Heat Incentive Tariff"},{"$f":"+Summary!J266","v":25.4},{"$f":"+Summary!$I$216","v":"£/MWh"},{"$f":"+Summary!$G$3","v":"£"},null,null,null,null,null,null,null,0,0,0,0,0,{"$f":"-R46*$C63","v":-15240},{"$f":"-S46*$C63","v":-7620},{"$f":"-T46*$C63","v":-1371.6}]
[]
[null,"O&M of consumer installations"]
[null,"Fixed O&M cost of individuel installations",null,"",{"$f":"+Summary!$G$3","v":"£"},{"$f":"+$C66","v":0},{"$f":"+$C66","v":0},{"$f":"+$C66","v":0},{"$f":"+$C66","v":0},{"$f":"+$C66","v":0},{"$f":"+SUM(F66:J66)","v":0},{"$f":"+$C66","v":0},{"$f":"Summary!$J$411","v":80},{"$f":"Summary!$J$411","v":80},{"$f":"Summary!$J$411","v":80},{"$f":"Summary!$J$411","v":80},{"$f":"Summary!$J$411","v":80},{"$f":"Summary!$J$395","v":200},{"$f":"Summary!$J$395","v":200},{"$f":"Summary!$J$395","v":200},{"$f":"Summary!$J$395","v":200}]
[null,"Variable O&M of gas boiler",{"$f":"+Summary!J410","v":4},{"$f":"+Summary!$I$216","v":"£/MWh"},{"$f":"+Summary!$G$3","v":"£"},null,null,null,null,null,null,null,{"$f":"$C67*M$46","v":8800},{"$f":"$C67*N$46","v":2000},600,72.28,55.6]
[null,"Variable O&M of heat pump",{"$f":"Summary!$J$394","v":6},{"$f":"+Summary!$I$216","v":"£/MWh"},{"$f":"+Summary!$G$3","v":"£"},null,null,null,null,null,null,null,null,null,null,null,null,{"$f":"+$C68*(R5)","v":3600},{"$f":"+$C68*(S5)","v":1800},{"$f":"+$C68*(T5)","v":324},{"$f":"+$C68*(U5)","v":54}]
[null,"O&M of consumer installations",null,null,{"$f":"+Summary!$G$3","v":"£"},{"$f":"SUM(F66:F67)","v":0},{"$f":"SUM(G66:G67)","v":0},{"$f":"SUM(H66:H67)","v":0},{"$f":"SUM(I66:I67)","v":0},{"$f":"SUM(J66:J67)","v":0},{"$f":"+SUM(F69:J69)","v":0},{"$f":"SUM(L66:L67)","v":0},{"$f":"SUM(M66:M68)","v":8880},2080,680,152.28,135.6,3800,2000,524,254]
[]
[null,"Annual cost of heating",null,null,{"$f":"+Summary!$G$3","v":"£"},null,null,null,null,null,null,null,{"$f":"+M52+M60+M69+M63","v":100110.82755435798},{"$f":"+N52+N60+N69+N63","v":27753.369839394454},10748.56997808272,1600.7175,1349.4749999999999,{"$f":"+R52+R60+R69+R62+R63","v":34168.980753727403},{"$f":"+S52+S60+S69+S62+S63","v":18561.750498486399},4638.9749580868174,{"$f":"+U52+U60+U69+U62","v":1635.9650983669044}]
[null,"Average cost of heating",null,null,"kr./MWh",null,null,null,null,null,null,null,{"$f":"M71/M$5","v":45.504921615617263},55.506739678788911,71.657133187218136,88.584255672385169,97.084532374100704,56.948301256212339,61.872501661621328,85.906943668274394,181.77389981854492]
[]
[null,"Savings first year with DH compared to new plant",null,null,"kr",{"$f":"+F71-F34","v":0},0,0,0,0,0,0,8502.5821375075757,5181.4101325710108,2891.0335795686569,151.00933947093381,121.04506128950993,7479.5181514423712,3924.7081695657907,1309.8344386486247,676.5202123385277]
[null,"Savings first year with DH compared to new plant",null,null,"%",{"$f":"+IF(F71=0,0,F74/F71)","v":0},0,0,0,0,0,0,8.4931693656121868E-2,0.18669481084838463,0.26896913593749949,9.433853223378505E-2,8.9697890875718292E-2,0.21889790056516248,0.21144062732045812,0.2823542809527948,0.41352973423079825]
[]
[null,"Savings first year with DH compared existing plant",null,null,"kr",{"$f":"+F73-F37","v":0},0,0,0,0,0,0,{"$f":"+M74-M52","v":2087.7545831496009},2167.7902931765575,1259.9636014859368,-280.99066052906619,-310.95493871049007,-10129.462602285032,-6257.0423289206065,-1656.7405194381936,-285.4448860283768]
[null,"Savings first year with DH compared existing plant",null,null,"%",{"$f":"+IF(F73=0,0,F77/F73)","v":0},0,0,0,0,0,0,{"$f":"+IF(M71=0,0,M77/M71)","v":2.0854433373013483E-2},7.8109083895804704E-2,0.11722150984318039,-0.1755404439128492,-0.23042660198261553,-0.29645199765521352,-0.33709333230348243,-0.3571350426348191,-0.17448103649235611]

{"sheet":"Networkdesign","index":7,"n_rows":23,"n_cols":21,"rows_kept":23,"cut":false,"hidden":false,"merged":[[0,17,0,20]]}
[null,"DN ","Dy","t","Di","Vel.10 0/00","Velosity","Flow","Flow","Power","Loss","Loss","Supply","Varmetab","Loss","Efficiency","Loss","Selection of pipe"]
[null,"mm","mm","mm","mm","m/s","m/s","l/s","m3/h","MW","W/m/oC","W/m","MWh/år","MWh/år/m","MWh/år/km","per km","per km","Min","Max","Dim","Gruppe"]
[null,"Dn","Dy","t","Di",null,"Hastighed","Flow1","Flow2","Effekt","Tab1","Tab2","Levering",null,"Tab3","Effektivitet","Tab4"]
[null,"DN15",21.3,2,{"$f":"+C4-2*D4","v":17.3},0.28999999999999998,{"$f":"+F4*SQRT(D$22/10)","v":0.28999999999999998},{"$f":"0.25*3.142*E4*E4*G4/1000","v":6.8176765550000004E-2},{"$f":"+H4*3600/1000","v":0.24543635597999999},{"$f":"+I4*D$21*1.16/1000","v":8.5411851881039991E-3},7.0000000000000007E-2,{"$f":"+K4*(I$21+I$22-2*I$23)","v":9.3800000000000008},{"$f":"+J4*D$23","v":17.082370376207997},{"$f":"+L4*8760/1000000","v":8.21688E-2},{"$f":"+L4*8760/1000","v":82.168800000000005},{"$f":"M4/(O4+M4)","v":0.1721125333984263},{"$f":"+O4/(O4+M4)","v":0.82788746660157375},0,{"$f":"J4","v":8.5411851881039991E-3},{"$f":"B4","v":"DN15"},1]
[null,"DN20",26.9,2,22.9,0.36,0.36,0.14829265979999998,0.53385357527999988,1.8578104419743995E-2,7.0000000000000007E-2,9.3800000000000008,37.156208839487988,{"$f":"+L5*8760/1000000","v":8.21688E-2},{"$f":"+L5*8760/1000","v":82.168800000000005},{"$f":"M5/(O5+M5)","v":0.31138660035189503},{"$f":"+O5/(O5+M5)","v":0.68861339964810497},{"$f":"S4","v":8.5411851881039991E-3},{"$f":"J5","v":1.8578104419743995E-2},"DN20",1]
[null,"DN25",33.700000000000003,2.2999999999999998,29.1,0.42,0.42,0.27937108710000003,1.0057359135600001,3.4999609791888001E-2,7.0000000000000007E-2,9.3800000000000008,69.999219583775997,8.21688E-2,82.168800000000005,0.46001268712863785,0.53998731287136204,{"$f":"S5","v":1.8578104419743995E-2},{"$f":"J5","v":1.8578104419743995E-2},"DN25",1]
[null,"DN32",42.4,2.6,37.199999999999996,0.5,0.5,0.54350315999999987,1.9566113759999997,6.8090075884799983E-2,7.0000000000000007E-2,9.3800000000000008,136.18015176959997,8.21688E-2,82.168800000000005,0.62368127103855375,0.3763187289614463,1.8578104419743995E-2,{"$f":"J7","v":6.8090075884799983E-2},"DN32",2]
[null,"DN40",48.3,2.6,43.099999999999994,0.55000000000000004,0.55000000000000004,0.80253396024999968,2.8891222568999986,0.10054145454011995,0.1,13.4,201.08290908023992,0.117384,117.384,0.63140911456384841,0.36859088543615154,6.8090075884799983E-2,0.10054145454011995,"DN40",2]
[null,"DN50",60.3,2.9,54.5,0.64,0.64,1.4932040799999999,5.3755346880000001,0.18706860714240001,0.1,13.4,374.1372142848,0.117384,117.384,0.76118223061683621,0.23881776938316379,0.10054145454011995,0.18706860714240001,"DN50",3]
[null,"DN65",76.099999999999994,2.9,70.3,0.76,0.76,2.9503288881999996,10.621183997519998,0.36961720311369589,0.11,14.74,739.23440622739179,0.1291224,129.1224,0.85130259926103757,0.1486974007389624,0.18706860714240001,0.36961720311369589,"DN65",4]
[null,"DN80",88.9,3.2,82.5,0.84,0.84,4.4908998750000002,16.167239550000001,0.56261993633999996,0.12,16.079999999999998,1125.23987268,0.14086079999999998,140.86079999999998,0.88874439210127354,0.11125560789872654,0.36961720311369589,0.56261993633999996,"DN80",5]
[null,"DN100",114.3,3.6,107.1,1,1,9.0100070550000009,32.436025397999998,1.1287736838503999,0.12,16.079999999999998,2257.5473677007999,0.14086079999999998,140.86079999999998,0.94126904590429483,5.8730954095705154E-2,0.56261993633999996,1.1287736838503999,"DN100",6]
[null,"DN125",139.69999999999999,3.6,132.5,1.1399999999999999,1.1399999999999999,15.7210951875,56.595942674999996,1.9695388050899998,0.22600000000000001,30.284000000000002,3939.0776101799997,0.26528784000000005,265.28784000000002,0.93690181237964398,6.3098187620355961E-2,1.1287736838503999,1.9695388050899998,"DN125",6]
[null,"DN150",168.3,4,160.30000000000001,1.29,1.29,26.037719516550002,93.735790259580014,3.2620055010333844,0.255,34.17,6524.0110020667689,0.29932920000000002,299.32920000000001,0.9561315732272393,4.3868426772760663E-2,1.9695388050899998,3.2620055010333844,"DN150",6]
[null,"DN200",219.1,4.5,210.1,1.52,1.52,52.703794259599995,189.73365933455997,6.6027313448426863,0.27,36.18,13205.462689685373,0.31693679999999996,316.93680000000001,0.97656208868538807,2.3437911314611974E-2,3.2620055010333844,6.6027313448426863,"DN200",6]
[null,"DN250",273,5,263,1.75,1.75,95.081436625000009,342.29317185000002,11.911802380379999,0.28000000000000003,37.520000000000003,23823.604760759998,0.3286752,328.67520000000002,0.98639154562078624,1.3608454379213713E-2,6.6027313448426863,11.911802380379999,"DN250",6]
[null,"DN300",323.89999999999998,5.6,312.7,1.95,1.95,149.77404642525002,539.18656713090013,18.763692536155322,0.318,42.612000000000002,37527.385072310644,0.37328112000000002,373.28111999999999,0.99015106705233236,9.8489329476676036E-3,11.911802380379999,18.763692536155322,"DN300",6]
[]
[]
[null,"Design parameters",null,null,null,null,null,null,null,null,null,"Price",null,null,null,"Including all costs of design supervision and administration"]
[null,"Cooling",null,{"$f":"+I21-I22","v":30},"oC",null,"Tf  average",null,{"$f":"+Summary!F359","v":90},"oC",null,"Country",null,null,null,"Denmark"]
[null,"Pressure loss",null,10,"0/00",null,"Tr  average",null,{"$f":"+Summary!H359","v":60},"oC",null,"System type",null,null,null,"Preinsulated pipes bondet, twin pipes <DN150"]
[null,"Max hours",null,2000,"h/år",null,"Tj  average",null,8,"oC",null,"Trench conditions",null,null,null,"Wide roads in suburbs"]

{"sheet":"Figures","index":8,"n_rows":193,"n_cols":39,"rows_kept":193,"cut":false,"hidden":false,"merged":[]}
[]
[null,"Figur 1","","","","","",null,{"$f":"+Project!I1","v":2015},{"$f":"+Project!J1","v":2016},{"$f":"+Project!K1","v":2017},{"$f":"+Project!L1","v":2018},{"$f":"+Project!M1","v":2019},{"$f":"+Project!N1","v":2020},{"$f":"+Project!O1","v":2021},{"$f":"+Project!P1","v":2022},{"$f":"+Project!Q1","v":2023},{"$f":"+Project!R1","v":2024},{"$f":"+Project!S1","v":2025},{"$f":"+Project!T1","v":2026},{"$f":"+Project!U1","v":2027},{"$f":"+Project!V1","v":2028},{"$f":"+Project!W1","v":2029},{"$f":"+Project!X1","v":2030},{"$f":"+Project!Y1","v":2031},{"$f":"+Project!Z1","v":2032},{"$f":"+Project!AA1","v":2033},{"$f":"+Project!AB1","v":2034},{"$f":"+Project!AC1","v":2035}]
[null,{"$f":"+Baseline!B60","v":"Heat pump"},"","","","","MWh/a",null,{"$f":"+Baseline!I60","v":0},{"$f":"+Baseline!J60","v":0},{"$f":"+Baseline!K60","v":0},{"$f":"+Baseline!L60","v":0},{"$f":"+Baseline!M60","v":0},{"$f":"+Baseline!N60","v":0},{"$f":"+Baseline!O60","v":0},{"$f":"+Baseline!P60","v":0},{"$f":"+Baseline!Q60","v":0},{"$f":"+Baseline!R60","v":0},{"$f":"+Baseline!S60","v":0},{"$f":"+Baseline!T60","v":0},{"$f":"+Baseline!U60","v":0},{"$f":"+Baseline!V60","v":0},{"$f":"+Baseline!W60","v":0},{"$f":"+Baseline!X60","v":0},{"$f":"+Baseline!Y60","v":0},{"$f":"+Baseline!Z60","v":0},{"$f":"+Baseline!AA60","v":0},{"$f":"+Baseline!AB60","v":0},{"$f":"+Baseline!AC60","v":0}]
[null,{"$f":"+Baseline!B61","v":"Oil boilers"},"","","","","MWh/a",null,{"$f":"+Baseline!I61","v":0},{"$f":"+Baseline!J61","v":0},{"$f":"+Baseline!K61","v":0},{"$f":"+Baseline!L61","v":0},{"$f":"+Baseline!M61","v":0},{"$f":"+Baseline!N61","v":0},{"$f":"+Baseline!O61","v":0},{"$f":"+Baseline!P61","v":0},{"$f":"+Baseline!Q61","v":0},{"$f":"+Baseline!R61","v":0},{"$f":"+Baseline!S61","v":0},{"$f":"+Baseline!T61","v":0},{"$f":"+Baseline!U61","v":0},{"$f":"+Baseline!V61","v":0},{"$f":"+Baseline!W61","v":0},{"$f":"+Baseline!X61","v":0},{"$f":"+Baseline!Y61","v":0},{"$f":"+Baseline!Z61","v":0},{"$f":"+Baseline!AA61","v":0},{"$f":"+Baseline!AB61","v":0},{"$f":"+Baseline!AC61","v":0}]
[null,{"$f":"+Baseline!B62","v":"Gas boilers"},"","","","","MWh/a",null,{"$f":"+Baseline!I62","v":0},{"$f":"+Baseline!J62","v":0},{"$f":"+Baseline!K62","v":0},{"$f":"+Baseline!L62","v":0},{"$f":"+Baseline!M62","v":0},{"$f":"+Baseline!N62","v":0},{"$f":"+Baseline!O62","v":0},{"$f":"+Baseline!P62","v":0},{"$f":"+Baseline!Q62","v":0},{"$f":"+Baseline!R62","v":0},{"$f":"+Baseline!S62","v":0},{"$f":"+Baseline!T62","v":0},{"$f":"+Baseline!U62","v":0},{"$f":"+Baseline!V62","v":0},{"$f":"+Baseline!W62","v":0},{"$f":"+Baseline!X62","v":0},{"$f":"+Baseline!Y62","v":0},{"$f":"+Baseline!Z62","v":0},{"$f":"+Baseline!AA62","v":0},{"$f":"+Baseline!AB62","v":0},{"$f":"+Baseline!AC62","v":0}]
[]
[]
[]
[]
[]
[]
[]
[]
[]
[]
[]
[]
[]
[]
[]
[]
[]
[]
[]
[null,"Figur 2"]
[null,null,null,2011,{"$f":"D26+1","v":2012},{"$f":"+E26+1","v":2013},null,null,{"$f":"+Project!I$1","v":2015},{"$f":"+Project!J1","v":2016},{"$f":"+Project!K1","v":2017},{"$f":"+Project!L1","v":2018},{"$f":"+Project!M1","v":2019},{"$f":"+Project!N1","v":2020},{"$f":"+Project!O1","v":2021},{"$f":"+Project!P1","v":2022},{"$f":"+Project!Q1","v":2023},{"$f":"+Project!R1","v":2024},{"$f":"+Project!S1","v":2025},{"$f":"+Project!T1","v":2026},{"$f":"+Project!U1","v":2027},{"$f":"+Project!V1","v":2028},{"$f":"+Project!W1","v":2029},{"$f":"+Project!X1","v":2030},{"$f":"+Project!Y1","v":2031},{"$f":"+Project!Z1","v":2032},{"$f":"+Project!AA1","v":2033},{"$f":"+Project!AB1","v":2034},{"$f":"+Project!AC1","v":2035}]
[null,{"$f":"+Project!B181","v":"Supplier, large CHP"},"GWh",null,{"$f":"Baseline!#REF!/1000","v":{"$error":"#REF!"}},{"$f":"Baseline!#REF!/1000","v":{"$error":"#REF!"}},"GWh/a",null,{"$f":"+Project!I181/1000","v":{"$error":"#DIV/0!"}},{"$f":"+Project!J181/1000","v":{"$error":"#DIV/0!"}},{"$f":"+Project!K181/1000","v":{"$error":"#DIV/0!"}},{"$f":"+Project!L181/1000","v":{"$error":"#DIV/0!"}},{"$f":"+Project!M181/1000","v":{"$error":"#DIV/0!"}},{"$f":"+Project!N181/1000","v":{"$error":"#DIV/0!"}},{"$f":"+Project!O181/1000","v":{"$error":"#DIV/0!"}},{"$f":"+Project!P181/1000","v":{"$error":"#DIV/0!"}},{"$f":"+Project!Q181/1000","v":{"$error":"#DIV/0!"}},{"$f":"+Project!R181/1000","v":{"$error":"#DIV/0!"}},{"$f":"+Project!S181/1000","v":{"$error":"#DIV/0!"}},{"$f":"+Project!T181/1000","v":{"$error":"#DIV/0!"}},{"$f":"+Project!U181/1000","v":{"$error":"#DIV/0!"}},{"$f":"+Project!V181/1000","v":{"$error":"#DIV/0!"}},{"$f":"+Project!W181/1000","v":{"$error":"#DIV/0!"}},{"$f":"+Project!X181/1000","v":{"$error":"#DIV/0!"}},{"$f":"+Project!Y181/1000","v":{"$error":"#DIV/0!"}},{"$f":"+Project!Z181/1000","v":{"$error":"#DIV/0!"}},{"$f":"+Project!AA181/1000","v":{"$error":"#DIV/0!"}},{"$f":"+Project!AB181/1000","v":{"$error":"#DIV/0!"}},{"$f":"+Project!AC181/1000","v":{"$error":"#DIV/0!"}}]
[null,{"$f":"+Project!B182","v":"Supplier, Surplus heat"},"GWh",null,{"$f":"Baseline!I60/1000","v":0},{"$f":"Baseline!J60/1000","v":0},"GWh/a",null,{"$f":"+Project!I182/1000","v":{"$error":"#DIV/0!"}},{"$f":"+Project!J182/1000","v":{"$error":"#DIV/0!"}},{"$f":"+Project!K182/1000","v":{"$error":"#DIV/0!"}},{"$f":"+Project!L182/1000","v":{"$error":"#DIV/0!"}},{"$f":"+Project!M182/1000","v":{"$error":"#DIV/0!"}},{"$f":"+Project!N182/1000","v":{"$error":"#DIV/0!"}},{"$f":"+Project!O182/1000","v":{"$error":"#DIV/0!"}},{"$f":"+Project!P182/1000","v":{"$error":"#DIV/0!"}},{"$f":"+Project!Q182/1000","v":{"$error":"#DIV/0!"}},{"$f":"+Project!R182/1000","v":{"$error":"#DIV/0!"}},{"$f":"+Project!S182/1000","v":{"$error":"#DIV/0!"}},{"$f":"+Project!T182/1000","v":{"$error":"#DIV/0!"}},{"$f":"+Project!U182/1000","v":{"$error":"#DIV/0!"}},{"$f":"+Project!V182/1000","v":{"$error":"#DIV/0!"}},{"$f":"+Project!W182/1000","v":{"$error":"#DIV/0!"}},{"$f":"+Project!X182/1000","v":{"$error":"#DIV/0!"}},{"$f":"+Project!Y182/1000","v":{"$error":"#DIV/0!"}},{"$f":"+Project!Z182/1000","v":{"$error":"#DIV/0!"}},{"$f":"+Project!AA182/1000","v":{"$error":"#DIV/0!"}},{"$f":"+Project!AB182/1000","v":{"$error":"#DIV/0!"}},{"$f":"+Project!AC182/1000","v":{"$error":"#DIV/0!"}}]
[null,{"$f":"+Project!B183","v":"Gas CHP"},"GWh",null,{"$f":"Baseline!I62/1000","v":0},{"$f":"Baseline!J62/1000","v":0},"GWh/a",null,{"$f":"+Project!I183/1000","v":{"$error":"#DIV/0!"}},{"$f":"+Project!J183/1000","v":{"$error":"#DIV/0!"}},{"$f":"+Project!K183/1000","v":{"$error":"#DIV/0!"}},{"$f":"+Project!L183/1000","v":{"$error":"#DIV/0!"}},{"$f":"+Project!M183/1000","v":{"$error":"#DIV/0!"}},{"$f":"+Project!N183/1000","v":{"$error":"#DIV/0!"}},{"$f":"+Project!O183/1000","v":{"$error":"#DIV/0!"}},{"$f":"+Project!P183/1000","v":{"$error":"#DIV/0!"}},{"$f":"+Project!Q183/1000","v":{"$error":"#DIV/0!"}},{"$f":"+Project!R183/1000","v":{"$error":"#DIV/0!"}},{"$f":"+Project!S183/1000","v":{"$error":"#DIV/0!"}},{"$f":"+Project!T183/1000","v":{"$error":"#DIV/0!"}},{"$f":"+Project!U183/1000","v":{"$error":"#DIV/0!"}},{"$f":"+Project!V183/1000","v":{"$error":"#DIV/0!"}},{"$f":"+Project!W183/1000","v":{"$error":"#DIV/0!"}},{"$f":"+Project!X183/1000","v":{"$error":"#DIV/0!"}},{"$f":"+Project!Y183/1000","v":{"$error":"#DIV/0!"}},{"$f":"+Project!Z183/1000","v":{"$error":"#DIV/0!"}},{"$f":"+Project!AA183/1000","v":{"$error":"#DIV/0!"}},{"$f":"+Project!AB183/1000","v":{"$error":"#DIV/0!"}},{"$f":"+Project!AC183/1000","v":{"$error":"#DIV/0!"}}]
[null,{"$f":"+Project!B184","v":"Biomass boiler"},"GWh",null,{"$f":"E4","v":""},{"$f":"F4","v":""},"GWh/a",null,{"$f":"+Project!I184/1000","v":{"$error":"#DIV/0!"}},{"$f":"+Project!J184/1000","v":{"$error":"#DIV/0!"}},{"$f":"+Project!K184/1000","v":{"$error":"#DIV/0!"}},{"$f":"+Project!L184/1000","v":{"$error":"#DIV/0!"}},{"$f":"+Project!M184/1000","v":{"$error":"#DIV/0!"}},{"$f":"+Project!N184/1000","v":{"$error":"#DIV/0!"}},{"$f":"+Project!O184/1000","v":{"$error":"#DIV/0!"}},{"$f":"+Project!P184/1000","v":{"$error":"#DIV/0!"}},{"$f":"+Project!Q184/1000","v":{"$error":"#DIV/0!"}},{"$f":"+Project!R184/1000","v":{"$error":"#DIV/0!"}},{"$f":"+Project!S184/1000","v":{"$error":"#DIV/0!"}},{"$f":"+Project!T184/1000","v":{"$error":"#DIV/0!"}},{"$f":"+Project!U184/1000","v":{"$error":"#DIV/0!"}},{"$f":"+Project!V184/1000","v":{"$error":"#DIV/0!"}},{"$f":"+Project!W184/1000","v":{"$error":"#DIV/0!"}},{"$f":"+Project!X184/1000","v":{"$error":"#DIV/0!"}},{"$f":"+Project!Y184/1000","v":{"$error":"#DIV/0!"}},{"$f":"+Project!Z184/1000","v":{"$error":"#DIV/0!"}},{"$f":"+Project!AA184/1000","v":{"$error":"#DIV/0!"}},{"$f":"+Project!AB184/1000","v":{"$error":"#DIV/0!"}},{"$f":"+Project!AC184/1000","v":{"$error":"#DIV/0!"}}]
[null,{"$f":"+Project!B185","v":"Large heat pump"},"GWh",null,{"$f":"E5","v":""},{"$f":"F5","v":""},"GWh/a",null,{"$f":"+Project!I185/1000","v":{"$error":"#DIV/0!"}},{"$f":"+Project!J185/1000","v":{"$error":"#DIV/0!"}},{"$f":"+Project!K185/1000","v":{"$error":"#DIV/0!"}},{"$f":"+Project!L185/1000","v":{"$error":"#DIV/0!"}},{"$f":"+Project!M185/1000","v":{"$error":"#DIV/0!"}},{"$f":"+Project!N185/1000","v":{"$error":"#DIV/0!"}},{"$f":"+Project!O185/1000","v":{"$error":"#DIV/0!"}},{"$f":"+Project!P185/1000","v":{"$error":"#DIV/0!"}},{"$f":"+Project!Q185/1000","v":{"$error":"#DIV/0!"}},{"$f":"+Project!R185/1000","v":{"$error":"#DIV/0!"}},{"$f":"+Project!S185/1000","v":{"$error":"#DIV/0!"}},{"$f":"+Project!T185/1000","v":{"$error":"#DIV/0!"}},{"$f":"+Project!U185/1000","v":{"$error":"#DIV/0!"}},{"$f":"+Project!V185/1000","v":{"$error":"#DIV/0!"}},{"$f":"+Project!W185/1000","v":{"$error":"#DIV/0!"}},{"$f":"+Project!X185/1000","v":{"$error":"#DIV/0!"}},{"$f":"+Project!Y185/1000","v":{"$error":"#DIV/0!"}},{"$f":"+Project!Z185/1000","v":{"$error":"#DIV/0!"}},{"$f":"+Project!AA185/1000","v":{"$error":"#DIV/0!"}},{"$f":"+Project!AB185/1000","v":{"$error":"#DIV/0!"}},{"$f":"+Project!AC185/1000","v":{"$error":"#DIV/0!"}}]
[null,{"$f":"+Project!B186","v":"Peak boiler"},"1000 m2",null,0,0,"GWh/a",null,{"$f":"+Project!I186/1000","v":{"$error":"#DIV/0!"}},{"$f":"+Project!J186/1000","v":{"$error":"#DIV/0!"}},{"$f":"+Project!K186/1000","v":{"$error":"#DIV/0!"}},{"$f":"+Project!L186/1000","v":{"$error":"#DIV/0!"}},{"$f":"+Project!M186/1000","v":{"$error":"#DIV/0!"}},{"$f":"+Project!N186/1000","v":{"$error":"#DIV/0!"}},{"$f":"+Project!O186/1000","v":{"$error":"#DIV/0!"}},{"$f":"+Project!P186/1000","v":{"$error":"#DIV/0!"}},{"$f":"+Project!Q186/1000","v":{"$error":"#DIV/0!"}},{"$f":"+Project!R186/1000","v":{"$error":"#DIV/0!"}},{"$f":"+Project!S186/1000","v":{"$error":"#DIV/0!"}},{"$f":"+Project!T186/1000","v":{"$error":"#DIV/0!"}},{"$f":"+Project!U186/1000","v":{"$error":"#DIV/0!"}},{"$f":"+Project!V186/1000","v":{"$error":"#DIV/0!"}},{"$f":"+Project!W186/1000","v":{"$error":"#DIV/0!"}},{"$f":"+Project!X186/1000","v":{"$error":"#DIV/0!"}},{"$f":"+Project!Y186/1000","v":{"$error":"#DIV/0!"}},{"$f":"+Project!Z186/1000","v":{"$error":"#DIV/0!"}},{"$f":"+Project!AA186/1000","v":{"$error":"#DIV/0!"}},{"$f":"+Project!AB186/1000","v":{"$error":"#DIV/0!"}},{"$f":"+Project!AC186/1000","v":{"$error":"#DIV/0!"}}]
[]
[]
[]
[]
[]
[]
[]
[]
[]
[]
[]
[]
[]
[]
[]
[]
[]
[]
[]
[]
[null,"Figur 3",null,2013,{"$f":"D53+1","v":2014},{"$f":"+E53+1","v":2015},null,null,{"$f":"+Project!I$1","v":2015},{"$f":"+Project!J$1","v":2016},{"$f":"+Project!K$1","v":2017},{"$f":"+Project!L$1","v":2018},{"$f":"+Project!M$1","v":2019},{"$f":"+Project!N$1","v":2020},{"$f":"+Project!O$1","v":2021},{"$f":"+Project!P$1","v":2022},{"$f":"+Project!Q$1","v":2023},{"$f":"+Project!R$1","v":2024},{"$f":"+Project!S$1","v":2025},{"$f":"+Project!T$1","v":2026},{"$f":"+Project!U$1","v":2027},{"$f":"+Project!V$1","v":2028},{"$f":"+Project!W$1","v":2029},{"$f":"+Project!X$1","v":2030},{"$f":"+Project!Y$1","v":2031},{"$f":"+Project!Z$1","v":2032},{"$f":"+Project!AA$1","v":2033},{"$f":"+Project!AB$1","v":2034},{"$f":"+Project!AC$1","v":2035}]
[null,{"$f":"+Baseline!B208","v":"Investments"},null,{"$f":"Project!#REF!/1000","v":{"$error":"#REF!"}},{"$f":"Project!#REF!/1000","v":{"$error":"#REF!"}},{"$f":"Project!#REF!/1000","v":{"$error":"#REF!"}},{"$f":"\"k\"&Summary!$G$3","v":"k£"},"Fixed prices",{"$f":"+Baseline!I208","v":{"$error":"#DIV/0!"}},{"$f":"+Baseline!J208","v":{"$error":"#DIV/0!"}},{"$f":"+Baseline!K208","v":{"$error":"#DIV/0!"}},{"$f":"+Baseline!L208","v":{"$error":"#DIV/0!"}},{"$f":"+Baseline!M208","v":{"$error":"#DIV/0!"}},{"$f":"+Baseline!N208","v":{"$error":"#DIV/0!"}},{"$f":"+Baseline!O208","v":{"$error":"#DIV/0!"}},{"$f":"+Baseline!P208","v":{"$error":"#DIV/0!"}},{"$f":"+Baseline!Q208","v":{"$error":"#DIV/0!"}},{"$f":"+Baseline!R208","v":{"$error":"#DIV/0!"}},{"$f":"+Baseline!S208","v":{"$error":"#DIV/0!"}},{"$f":"+Baseline!T208","v":{"$error":"#DIV/0!"}},{"$f":"+Baseline!U208","v":{"$error":"#DIV/0!"}},{"$f":"+Baseline!V208","v":{"$error":"#DIV/0!"}},{"$f":"+Baseline!W208","v":{"$error":"#DIV/0!"}},{"$f":"+Baseline!X208","v":{"$error":"#DIV/0!"}},{"$f":"+Baseline!Y208","v":{"$error":"#DIV/0!"}},{"$f":"+Baseline!Z208","v":{"$error":"#DIV/0!"}},{"$f":"+Baseline!AA208","v":{"$error":"#DIV/0!"}},{"$f":"+Baseline!AB208","v":{"$error":"#DIV/0!"}},{"$f":"+Baseline!AC208","v":{"$error":"#DIV/0!"}}]
[null,{"$f":"+Baseline!B209","v":"Energy "},null,{"$f":"Project!#REF!/1000","v":{"$error":"#REF!"}},{"$f":"Project!#REF!/1000","v":{"$error":"#REF!"}},{"$f":"Project!#REF!/1000","v":{"$error":"#REF!"}},{"$f":"\"k\"&Summary!$G$3","v":"k£"},null,{"$f":"+Baseline!I209","v":0},{"$f":"+Baseline!J209","v":0},{"$f":"+Baseline!K209","v":0},{"$f":"+Baseline!L209","v":0},{"$f":"+Baseline!M209","v":0},{"$f":"+Baseline!N209","v":0},{"$f":"+Baseline!O209","v":0},{"$f":"+Baseline!P209","v":0},{"$f":"+Baseline!Q209","v":0},{"$f":"+Baseline!R209","v":0},{"$f":"+Baseline!S209","v":0},{"$f":"+Baseline!T209","v":0},{"$f":"+Baseline!U209","v":0},{"$f":"+Baseline!V209","v":0},{"$f":"+Baseline!W209","v":0},{"$f":"+Baseline!X209","v":0},{"$f":"+Baseline!Y209","v":0},{"$f":"+Baseline!Z209","v":0},{"$f":"+Baseline!AA209","v":0},{"$f":"+Baseline!AB209","v":0},{"$f":"+Baseline!AC209","v":0}]
[null,{"$f":"+Baseline!B211","v":"O&M costs  "},null,{"$f":"-Project!#REF!/1000-SUM(Project!#REF!)/1000","v":{"$error":"#REF!"}},{"$f":"-Project!#REF!/1000-SUM(Project!#REF!)/1000","v":{"$error":"#REF!"}},{"$f":"-Project!#REF!/1000-SUM(Project!#REF!)/1000","v":{"$error":"#REF!"}},{"$f":"\"k\"&Summary!$G$3","v":"k£"},null,{"$f":"+Baseline!I211","v":0},{"$f":"+Baseline!J211","v":9.6120000000000001},{"$f":"+Baseline!K211","v":16.02},{"$f":"+Baseline!L211","v":19.224},{"$f":"+Baseline!M211","v":22.428000000000001},{"$f":"+Baseline!N211","v":25.632000000000001},{"$f":"+Baseline!O211","v":28.836000000000002},{"$f":"+Baseline!P211","v":28.836000000000002},{"$f":"+Baseline!Q211","v":28.836000000000002},{"$f":"+Baseline!R211","v":28.836000000000002},{"$f":"+Baseline!S211","v":28.836000000000002},{"$f":"+Baseline!T211","v":28.836000000000002},{"$f":"+Baseline!U211","v":28.836000000000002},{"$f":"+Baseline!V211","v":28.836000000000002},{"$f":"+Baseline!W211","v":28.836000000000002},{"$f":"+Baseline!X211","v":28.836000000000002},{"$f":"+Baseline!Y211","v":28.836000000000002},{"$f":"+Baseline!Z211","v":28.836000000000002},{"$f":"+Baseline!AA211","v":28.836000000000002},{"$f":"+Baseline!AB211","v":28.836000000000002},{"$f":"+Baseline!AC211","v":28.836000000000002}]
[]
[null,null,null,null,null,null,null,null,{"$f":"+Project!I$1","v":2015},{"$f":"+Project!J$1","v":2016},{"$f":"+Project!K$1","v":2017},{"$f":"+Project!L$1","v":2018},{"$f":"+Project!M$1","v":2019},{"$f":"+Project!N$1","v":2020},{"$f":"+Project!O$1","v":2021},{"$f":"+Project!P$1","v":2022},{"$f":"+Project!Q$1","v":2023},{"$f":"+Project!R$1","v":2024},{"$f":"+Project!S$1","v":2025},{"$f":"+Project!T$1","v":2026},{"$f":"+Project!U$1","v":2027},{"$f":"+Project!V$1","v":2028},{"$f":"+Project!W$1","v":2029},{"$f":"+Project!X$1","v":2030},{"$f":"+Project!Y$1","v":2031},{"$f":"+Project!Z$1","v":2032},{"$f":"+Project!AA$1","v":2033},{"$f":"+Project!AB$1","v":2034},{"$f":"+Project!AC$1","v":2035}]
[null,null,{"$f":"+Project!C338","v":0},{"$f":"+Project!D338","v":0},{"$f":"+Project!E338","v":0},{"$f":"+Project!F338","v":{"$error":"#DIV/0!"}},{"$f":"+Project!B338","v":"Cost of DH production in DH scenario"},{"$f":"+Project!G338","v":"k£"},{"$f":"+Project!I338","v":{"$error":"#DIV/0!"}},{"$f":"+Project!J338","v":{"$error":"#DIV/0!"}},{"$f":"+Project!K338","v":{"$error":"#DIV/0!"}},{"$f":"+Project!L338","v":{"$error":"#DIV/0!"}},{"$f":"+Project!M338","v":{"$error":"#DIV/0!"}},{"$f":"+Project!N338","v":{"$error":"#DIV/0!"}},{"$f":"+Project!O338","v":{"$error":"#DIV/0!"}},{"$f":"+Project!P338","v":{"$error":"#DIV/0!"}},{"$f":"+Project!Q338","v":{"$error":"#DIV/0!"}},{"$f":"+Project!R338","v":{"$error":"#DIV/0!"}},{"$f":"+Project!S338","v":{"$error":"#DIV/0!"}},{"$f":"+Project!T338","v":{"$error":"#DIV/0!"}},{"$f":"+Project!U338","v":{"$error":"#DIV/0!"}},{"$f":"+Project!V338","v":{"$error":"#DIV/0!"}},{"$f":"+Project!W338","v":{"$error":"#DIV/0!"}},{"$f":"+Project!X338","v":{"$error":"#DIV/0!"}},{"$f":"+Project!Y338","v":{"$error":"#DIV/0!"}},{"$f":"+Project!Z338","v":{"$error":"#DIV/0!"}},{"$f":"+Project!AA338","v":{"$error":"#DIV/0!"}},{"$f":"+Project!AB338","v":{"$error":"#DIV/0!"}},{"$f":"+Project!AC338","v":{"$error":"#DIV/0!"}}]
[null,null,{"$f":"+Project!C339","v":0},{"$f":"+Project!D339","v":0},{"$f":"+Project!E339","v":0},{"$f":"+Project!F339","v":{"$error":"#DIV/0!"}},{"$f":"+Project!B339","v":"Cost of district heating network"},{"$f":"+Project!G339","v":"k£"},{"$f":"+Project!I339","v":{"$error":"#DIV/0!"}},{"$f":"+Project!J339","v":{"$error":"#DIV/0!"}},{"$f":"+Project!K339","v":{"$error":"#DIV/0!"}},{"$f":"+Project!L339","v":{"$error":"#DIV/0!"}},{"$f":"+Project!M339","v":{"$error":"#DIV/0!"}},{"$f":"+Project!N339","v":{"$error":"#DIV/0!"}},{"$f":"+Project!O339","v":{"$error":"#DIV/0!"}},{"$f":"+Project!P339","v":{"$error":"#DIV/0!"}},{"$f":"+Project!Q339","v":{"$error":"#DIV/0!"}},{"$f":"+Project!R339","v":{"$error":"#DIV/0!"}},{"$f":"+Project!S339","v":{"$error":"#DIV/0!"}},{"$f":"+Project!T339","v":{"$error":"#DIV/0!"}},{"$f":"+Project!U339","v":{"$error":"#DIV/0!"}},{"$f":"+Project!V339","v":{"$error":"#DIV/0!"}},{"$f":"+Project!W339","v":{"$error":"#DIV/0!"}},{"$f":"+Project!X339","v":{"$error":"#DIV/0!"}},{"$f":"+Project!Y339","v":{"$error":"#DIV/0!"}},{"$f":"+Project!Z339","v":{"$error":"#DIV/0!"}},{"$f":"+Project!AA339","v":{"$error":"#DIV/0!"}},{"$f":"+Project!AB339","v":{"$error":"#DIV/0!"}},{"$f":"+Project!AC339","v":{"$error":"#DIV/0!"}}]
[null,null,{"$f":"+Project!C340","v":0},{"$f":"+Project!D340","v":0},{"$f":"+Project!E340","v":0},{"$f":"+Project!F340","v":{"$error":"#DIV/0!"}},{"$f":"+Project!B340","v":"Costs of district heating substations"},{"$f":"+Project!G340","v":"k£"},{"$f":"+Project!I340","v":{"$error":"#DIV/0!"}},{"$f":"+Project!J340","v":{"$error":"#DIV/0!"}},{"$f":"+Project!K340","v":{"$error":"#DIV/0!"}},{"$f":"+Project!L340","v":{"$error":"#DIV/0!"}},{"$f":"+Project!M340","v":{"$error":"#DIV/0!"}},{"$f":"+Project!N340","v":{"$error":"#DIV/0!"}},{"$f":"+Project!O340","v":{"$error":"#DIV/0!"}},{"$f":"+Project!P340","v":{"$error":"#DIV/0!"}},{"$f":"+Project!Q340","v":{"$error":"#DIV/0!"}},{"$f":"+Project!R340","v":{"$error":"#DIV/0!"}},{"$f":"+Project!S340","v":{"$error":"#DIV/0!"}},{"$f":"+Project!T340","v":{"$error":"#DIV/0!"}},{"$f":"+Project!U340","v":{"$error":"#DIV/0!"}},{"$f":"+Project!V340","v":{"$error":"#DIV/0!"}},{"$f":"+Project!W340","v":{"$error":"#DIV/0!"}},{"$f":"+Project!X340","v":{"$error":"#DIV/0!"}},{"$f":"+Project!Y340","v":{"$error":"#DIV/0!"}},{"$f":"+Project!Z340","v":{"$error":"#DIV/0!"}},{"$f":"+Project!AA340","v":{"$error":"#DIV/0!"}},{"$f":"+Project!AB340","v":{"$error":"#DIV/0!"}},{"$f":"+Project!AC340","v":{"$error":"#DIV/0!"}}]
[]
[]
[]
[]
[]
[]
[]
[]
[]
[]
[]
[]
[]
[]
[]
[]
[]
[]
[]
[null,null,null,null,null,null,null,null,{"$f":"+I53","v":2015},2016,2017,2018,2019,2020,2021,2022,2023,2024,2025,2026,2027,2028,2029,2030,2031,2032,2033,2034,2035]
[null,null,null,null,null,null,{"$f":"+Project!B448","v":"Connection fee"},{"$f":"\"k\"&+Summary!G$3","v":"k£"},{"$f":"+Project!I448","v":{"$error":"#DIV/0!"}},{"$f":"+Project!J448","v":{"$error":"#DIV/0!"}},{"$f":"+Project!K448","v":{"$error":"#DIV/0!"}},{"$f":"+Project!L448","v":{"$error":"#DIV/0!"}},{"$f":"+Project!M448","v":{"$error":"#DIV/0!"}},{"$f":"+Project!N448","v":{"$error":"#DIV/0!"}},{"$f":"+Project!O448","v":{"$error":"#DIV/0!"}},{"$f":"+Project!P448","v":{"$error":"#DIV/0!"}},{"$f":"+Project!Q448","v":{"$error":"#DIV/0!"}},{"$f":"+Project!R448","v":{"$error":"#DIV/0!"}},{"$f":"+Project!S448","v":{"$error":"#DIV/0!"}},{"$f":"+Project!T448","v":{"$error":"#DIV/0!"}},{"$f":"+Project!U448","v":{"$error":"#DIV/0!"}},{"$f":"+Project!V448","v":{"$error":"#DIV/0!"}},{"$f":"+Project!W448","v":{"$error":"#DIV/0!"}},{"$f":"+Project!X448","v":{"$error":"#DIV/0!"}},{"$f":"+Project!Y448","v":{"$error":"#DIV/0!"}},{"$f":"+Project!Z448","v":{"$error":"#DIV/0!"}},{"$f":"+Project!AA448","v":{"$error":"#DIV/0!"}},{"$f":"+Project!AB448","v":{"$error":"#DIV/0!"}},{"$f":"+Project!AC448","v":{"$error":"#DIV/0!"}}]
[null,null,null,null,null,null,{"$f":"+Project!B449","v":"Revenues for sale of heat"},{"$f":"\"k\"&+Summary!G$3","v":"k£"},{"$f":"+Project!I449","v":0},{"$f":"+Project!J449","v":0},{"$f":"+Project!K449","v":0},{"$f":"+Project!L449","v":0},{"$f":"+Project!M449","v":0},{"$f":"+Project!N449","v":0},{"$f":"+Project!O449","v":0},{"$f":"+Project!P449","v":0},{"$f":"+Project!Q449","v":0},{"$f":"+Project!R449","v":0},{"$f":"+Project!S449","v":0},{"$f":"+Project!T449","v":0},{"$f":"+Project!U449","v":0},{"$f":"+Project!V449","v":0},{"$f":"+Project!W449","v":0},{"$f":"+Project!X449","v":0},{"$f":"+Project!Y449","v":0},{"$f":"+Project!Z449","v":0},{"$f":"+Project!AA449","v":0},{"$f":"+Project!AB449","v":0},{"$f":"+Project!AC449","v":0}]
[null,null,null,null,null,null,{"$f":"+Project!B450","v":"Revenues from Heat Incentive tariff"},{"$f":"\"k\"&+Summary!G$3","v":"k£"},{"$f":"+Project!I450","v":0},{"$f":"+Project!J450","v":{"$error":"#DIV/0!"}},{"$f":"+Project!K450","v":{"$error":"#DIV/0!"}},{"$f":"+Project!L450","v":{"$error":"#DIV/0!"}},{"$f":"+Project!M450","v":{"$error":"#DIV/0!"}},{"$f":"+Project!N450","v":{"$error":"#DIV/0!"}},{"$f":"+Project!O450","v":{"$error":"#DIV/0!"}},{"$f":"+Project!P450","v":{"$error":"#DIV/0!"}},{"$f":"+Project!Q450","v":{"$error":"#DIV/0!"}},{"$f":"+Project!R450","v":{"$error":"#DIV/0!"}},{"$f":"+Project!S450","v":{"$error":"#DIV/0!"}},{"$f":"+Project!T450","v":0},{"$f":"+Project!U450","v":0},{"$f":"+Project!V450","v":0},{"$f":"+Project!W450","v":0},{"$f":"+Project!X450","v":0},{"$f":"+Project!Y450","v":0},{"$f":"+Project!Z450","v":0},{"$f":"+Project!AA450","v":0},{"$f":"+Project!AB450","v":0},{"$f":"+Project!AC450","v":0}]
[null,null,null,null,null,null,{"$f":"+Project!B451","v":"Purchase of energy"},{"$f":"\"k\"&+Summary!G$3","v":"k£"},{"$f":"+Project!I451","v":{"$error":"#DIV/0!"}},{"$f":"+Project!J451","v":{"$error":"#DIV/0!"}},{"$f":"+Project!K451","v":{"$error":"#DIV/0!"}},{"$f":"+Project!L451","v":{"$error":"#DIV/0!"}},{"$f":"+Project!M451","v":{"$error":"#DIV/0!"}},{"$f":"+Project!N451","v":{"$error":"#DIV/0!"}},{"$f":"+Project!O451","v":{"$error":"#DIV/0!"}},{"$f":"+Project!P451","v":{"$error":"#DIV/0!"}},{"$f":"+Project!Q451","v":{"$error":"#DIV/0!"}},{"$f":"+Project!R451","v":{"$error":"#DIV/0!"}},{"$f":"+Project!S451","v":{"$error":"#DIV/0!"}},{"$f":"+Project!T451","v":{"$error":"#DIV/0!"}},{"$f":"+Project!U451","v":{"$error":"#DIV/0!"}},{"$f":"+Project!V451","v":{"$error":"#DIV/0!"}},{"$f":"+Project!W451","v":{"$error":"#DIV/0!"}},{"$f":"+Project!X451","v":{"$error":"#DIV/0!"}},{"$f":"+Project!Y451","v":{"$error":"#DIV/0!"}},{"$f":"+Project!Z451","v":{"$error":"#DIV/0!"}},{"$f":"+Project!AA451","v":{"$error":"#DIV/0!"}},{"$f":"+Project!AB451","v":{"$error":"#DIV/0!"}},{"$f":"+Project!AC451","v":{"$error":"#DIV/0!"}}]
[null,null,null,null,null,null,{"$f":"+Project!B452","v":"Total investment"},{"$f":"\"k\"&+Summary!G$3","v":"k£"},{"$f":"+Project!I452","v":{"$error":"#DIV/0!"}},{"$f":"+Project!J452","v":{"$error":"#DIV/0!"}},{"$f":"+Project!K452","v":{"$error":"#DIV/0!"}},{"$f":"+Project!L452","v":{"$error":"#DIV/0!"}},{"$f":"+Project!M452","v":{"$error":"#DIV/0!"}},{"$f":"+Project!N452","v":{"$error":"#DIV/0!"}},{"$f":"+Project!O452","v":{"$error":"#DIV/0!"}},{"$f":"+Project!P452","v":{"$error":"#DIV/0!"}},{"$f":"+Project!Q452","v":{"$error":"#DIV/0!"}},{"$f":"+Project!R452","v":{"$error":"#DIV/0!"}},{"$f":"+Project!S452","v":{"$error":"#DIV/0!"}},{"$f":"+Project!T452","v":{"$error":"#DIV/0!"}},{"$f":"+Project!U452","v":{"$error":"#DIV/0!"}},{"$f":"+Project!V452","v":{"$error":"#DIV/0!"}},{"$f":"+Project!W452","v":{"$error":"#DIV/0!"}},{"$f":"+Project!X452","v":{"$error":"#DIV/0!"}},{"$f":"+Project!Y452","v":{"$error":"#DIV/0!"}},{"$f":"+Project!Z452","v":{"$error":"#DIV/0!"}},{"$f":"+Project!AA452","v":{"$error":"#DIV/0!"}},{"$f":"+Project!AB452","v":{"$error":"#DIV/0!"}},{"$f":"+Project!AC452","v":{"$error":"#DIV/0!"}}]
[null,null,null,null,null,null,{"$f":"+Project!B453","v":"Total O&M costs"},{"$f":"\"k\"&+Summary!G$3","v":"k£"},{"$f":"+Project!I453","v":{"$error":"#DIV/0!"}},{"$f":"+Project!J453","v":{"$error":"#DIV/0!"}},{"$f":"+Project!K453","v":{"$error":"#DIV/0!"}},{"$f":"+Project!L453","v":{"$error":"#DIV/0!"}},{"$f":"+Project!M453","v":{"$error":"#DIV/0!"}},{"$f":"+Project!N453","v":{"$error":"#DIV/0!"}},{"$f":"+Project!O453","v":{"$error":"#DIV/0!"}},{"$f":"+Project!P453","v":{"$error":"#DIV/0!"}},{"$f":"+Project!Q453","v":{"$error":"#DIV/0!"}},{"$f":"+Project!R453","v":{"$error":"#DIV/0!"}},{"$f":"+Project!S453","v":{"$error":"#DIV/0!"}},{"$f":"+Project!T453","v":{"$error":"#DIV/0!"}},{"$f":"+Project!U453","v":{"$error":"#DIV/0!"}},{"$f":"+Project!V453","v":{"$error":"#DIV/0!"}},{"$f":"+Project!W453","v":{"$error":"#DIV/0!"}},{"$f":"+Project!X453","v":{"$error":"#DIV/0!"}},{"$f":"+Project!Y453","v":{"$error":"#DIV/0!"}},{"$f":"+Project!Z453","v":{"$error":"#DIV/0!"}},{"$f":"+Project!AA453","v":{"$error":"#DIV/0!"}},{"$f":"+Project!AB453","v":{"$error":"#DIV/0!"}},{"$f":"+Project!AC453","v":{"$error":"#DIV/0!"}}]
[]
[null,null,null,null,null,null,null,null,{"$f":"+I53","v":2015},2016,2017,2018,2019,2020,2021,2022,2023,2024,2025,2026,2027,2028,2029,2030,2031,2032,2033,2034,2035]
[null,{"$f":"+Project!B459","v":"Accumulated present value compared to base line"},null,null,null,null,null,{"$f":"\"million \"&+Summary!G$3","v":"million £"},{"$f":"+Project!I459/1000","v":{"$error":"#DIV/0!"}},{"$f":"+Project!J459/1000","v":{"$error":"#DIV/0!"}},{"$f":"+Project!K459/1000","v":{"$error":"#DIV/0!"}},{"$f":"+Project!L459/1000","v":{"$error":"#DIV/0!"}},{"$f":"+Project!M459/1000","v":{"$error":"#DIV/0!"}},{"$f":"+Project!N459/1000","v":{"$error":"#DIV/0!"}},{"$f":"+Project!O459/1000","v":{"$error":"#DIV/0!"}},{"$f":"+Project!P459/1000","v":{"$error":"#DIV/0!"}},{"$f":"+Project!Q459/1000","v":{"$error":"#DIV/0!"}},{"$f":"+Project!R459/1000","v":{"$error":"#DIV/0!"}},{"$f":"+Project!S459/1000","v":{"$error":"#DIV/0!"}},{"$f":"+Project!T459/1000","v":{"$error":"#DIV/0!"}},{"$f":"+Project!U459/1000","v":{"$error":"#DIV/0!"}},{"$f":"+Project!V459/1000","v":{"$error":"#DIV/0!"}},{"$f":"+Project!W459/1000","v":{"$error":"#DIV/0!"}},{"$f":"+Project!X459/1000","v":{"$error":"#DIV/0!"}},{"$f":"+Project!Y459/1000","v":{"$error":"#DIV/0!"}},{"$f":"+Project!Z459/1000","v":{"$error":"#DIV/0!"}},{"$f":"+Project!AA459/1000","v":{"$error":"#DIV/0!"}},{"$f":"+Project!AB459/1000","v":{"$error":"#DIV/0!"}},{"$f":"+Project!AC459/1000","v":{"$error":"#DIV/0!"}}]
[]
[]
[]
[]
[]
[]
[]
[]
[]
[]
[]
[]
[]
[]
[]
[]
[]
[]
[]
[]
[]
[]
[]
[]
[]
[]
[]
[]
[]
[]
[]
[]
[]
[null,null,null,null,null,null,null,null,{"$f":"+I53","v":2015},{"$f":"+J53","v":2016},2017,2018,2019,2020,2021,2022,2023,2024,2025,2026,2027,2028,2029,2030,2031,2032,2033,2034,2035]
[null,{"$f":"+Project!B563","v":"Long-term debt (-)"},null,null,null,null,null,{"$f":"\"k\"&+Summary!G$3","v":"k£"},{"$f":"+Project!I563","v":{"$error":"#DIV/0!"}},{"$f":"+Project!J563","v":{"$error":"#DIV/0!"}},{"$f":"+Project!K563","v":{"$error":"#DIV/0!"}},{"$f":"+Project!L563","v":{"$error":"#DIV/0!"}},{"$f":"+Project!M563","v":{"$error":"#DIV/0!"}},{"$f":"+Project!N563","v":{"$error":"#DIV/0!"}},{"$f":"+Project!O563","v":{"$error":"#DIV/0!"}},{"$f":"+Project!P563","v":{"$error":"#DIV/0!"}},{"$f":"+Project!Q563","v":{"$error":"#DIV/0!"}},{"$f":"+Project!R563","v":{"$error":"#DIV/0!"}},{"$f":"+Project!S563","v":{"$error":"#DIV/0!"}},{"$f":"+Project!T563","v":{"$error":"#DIV/0!"}},{"$f":"+Project!U563","v":{"$error":"#DIV/0!"}},{"$f":"+Project!V563","v":{"$error":"#DIV/0!"}},{"$f":"+Project!W563","v":{"$error":"#DIV/0!"}},{"$f":"+Project!X563","v":{"$error":"#DIV/0!"}},{"$f":"+Project!Y563","v":{"$error":"#DIV/0!"}},{"$f":"+Project!Z563","v":{"$error":"#DIV/0!"}},{"$f":"+Project!AA563","v":{"$error":"#DIV/0!"}},{"$f":"+Project!AB563","v":{"$error":"#DIV/0!"}},{"$f":"+Project!AC563","v":{"$error":"#DIV/0!"}}]
[null,{"$f":"+Project!B564","v":"Short-term debt (-)"},null,null,null,null,null,{"$f":"\"k\"&+Summary!G$3","v":"k£"},{"$f":"+Project!I564","v":{"$error":"#DIV/0!"}},{"$f":"+Project!J564","v":{"$error":"#DIV/0!"}},{"$f":"+Project!K564","v":{"$error":"#DIV/0!"}},{"$f":"+Project!L564","v":{"$error":"#DIV/0!"}},{"$f":"+Project!M564","v":{"$error":"#DIV/0!"}},{"$f":"+Project!N564","v":{"$error":"#DIV/0!"}},{"$f":"+Project!O564","v":{"$error":"#DIV/0!"}},{"$f":"+Project!P564","v":{"$error":"#DIV/0!"}},{"$f":"+Project!Q564","v":{"$error":"#DIV/0!"}},{"$f":"+Project!R564","v":{"$error":"#DIV/0!"}},{"$f":"+Project!S564","v":{"$error":"#DIV/0!"}},{"$f":"+Project!T564","v":{"$error":"#DIV/0!"}},{"$f":"+Project!U564","v":{"$error":"#DIV/0!"}},{"$f":"+Project!V564","v":{"$error":"#DIV/0!"}},{"$f":"+Project!W564","v":{"$error":"#DIV/0!"}},{"$f":"+Project!X564","v":{"$error":"#DIV/0!"}},{"$f":"+Project!Y564","v":{"$error":"#DIV/0!"}},{"$f":"+Project!Z564","v":{"$error":"#DIV/0!"}},{"$f":"+Project!AA564","v":{"$error":"#DIV/0!"}},{"$f":"+Project!AB564","v":{"$error":"#DIV/0!"}},{"$f":"+Project!AC564","v":{"$error":"#DIV/0!"}}]
[null,{"$f":"+Project!B565","v":"Total debt  (-) Capital (+)"},null,null,null,null,null,{"$f":"\"k\"&+Summary!G$3","v":"k£"},{"$f":"+Project!I565","v":{"$error":"#DIV/0!"}},{"$f":"+Project!J565","v":{"$error":"#DIV/0!"}},{"$f":"+Project!K565","v":{"$error":"#DIV/0!"}},{"$f":"+Project!L565","v":{"$error":"#DIV/0!"}},{"$f":"+Project!M565","v":{"$error":"#DIV/0!"}},{"$f":"+Project!N565","v":{"$error":"#DIV/0!"}},{"$f":"+Project!O565","v":{"$error":"#DIV/0!"}},{"$f":"+Project!P565","v":{"$error":"#DIV/0!"}},{"$f":"+Project!Q565","v":{"$error":"#DIV/0!"}},{"$f":"+Project!R565","v":{"$error":"#DIV/0!"}},{"$f":"+Project!S565","v":{"$error":"#DIV/0!"}},{"$f":"+Project!T565","v":{"$error":"#DIV/0!"}},{"$f":"+Project!U565","v":{"$error":"#DIV/0!"}},{"$f":"+Project!V565","v":{"$error":"#DIV/0!"}},{"$f":"+Project!W565","v":{"$error":"#DIV/0!"}},{"$f":"+Project!X565","v":{"$error":"#DIV/0!"}},{"$f":"+Project!Y565","v":{"$error":"#DIV/0!"}},{"$f":"+Project!Z565","v":{"$error":"#DIV/0!"}},{"$f":"+Project!AA565","v":{"$error":"#DIV/0!"}},{"$f":"+Project!AB565","v":{"$error":"#DIV/0!"}},{"$f":"+Project!AC565","v":{"$error":"#DIV/0!"}}]
[]
[]
[]
[]
[]
[]
[]
[]
[]
[]
[null,null,null,null,null,null,null,null,null,null,null,null,null,null,null,null,null,null,null,null,null,null,null,null,null,null,null,null,null,null,null,"Cost for local community",null,{"$f":"+Summary!#REF!","v":{"$error":"#REF!"}},{"$f":"+Summary!#REF!","v":{"$error":"#REF!"}},{"$f":"+Summary!#REF!","v":{"$error":"#REF!"}},{"$f":"+Summary!#REF!","v":{"$error":"#REF!"}},{"$f":"+Summary!#REF!","v":{"$error":"#REF!"}},{"$f":"+Summary!#REF!","v":{"$error":"#REF!"}}]
[null,null,null,null,null,null,null,null,null,null,null,null,null,null,null,null,null,null,null,null,null,null,null,null,null,null,null,null,null,null,null,{"$f":"+Summary!#REF!","v":{"$error":"#REF!"}},{"$f":"+Project!G201","v":"k£"},{"$f":"+Summary!#REF!","v":{"$error":"#REF!"}},{"$f":"+Summary!#REF!","v":{"$error":"#REF!"}},{"$f":"+Summary!#REF!","v":{"$error":"#REF!"}},{"$f":"+Summary!#REF!","v":{"$error":"#REF!"}},{"$f":"+Summary!#REF!","v":{"$error":"#REF!"}},{"$f":"+Summary!#REF!","v":{"$error":"#REF!"}}]
[null,null,null,null,null,null,null,null,null,null,null,null,null,null,null,null,null,null,null,null,null,null,null,null,null,null,null,null,null,null,null,{"$f":"+Summary!#REF!","v":{"$error":"#REF!"}},{"$f":"+Project!G202","v":"k£"},{"$f":"+Summary!#REF!","v":{"$error":"#REF!"}},{"$f":"+Summary!#REF!","v":{"$error":"#REF!"}},{"$f":"+Summary!#REF!","v":{"$error":"#REF!"}},{"$f":"+Summary!#REF!","v":{"$error":"#REF!"}},{"$f":"+Summary!#REF!","v":{"$error":"#REF!"}},{"$f":"+Summary!#REF!","v":{"$error":"#REF!"}}]
[null,null,null,null,null,null,null,null,null,null,null,null,null,null,null,null,null,null,null,null,null,null,null,null,null,null,null,null,null,null,null,{"$f":"+Summary!#REF!","v":{"$error":"#REF!"}},{"$f":"+Project!G203","v":"k£"},{"$f":"+Summary!#REF!","v":{"$error":"#REF!"}},{"$f":"+Summary!#REF!","v":{"$error":"#REF!"}},{"$f":"+Summary!#REF!","v":{"$error":"#REF!"}},{"$f":"+Summary!#REF!","v":{"$error":"#REF!"}},{"$f":"+Summary!#REF!","v":{"$error":"#REF!"}},{"$f":"+Summary!#REF!","v":{"$error":"#REF!"}}]
[null,null,null,null,null,null,null,null,null,null,null,null,null,null,null,null,null,null,null,null,null,null,null,null,null,null,null,null,null,null,null,{"$f":"+Summary!#REF!","v":{"$error":"#REF!"}},{"$f":"+Project!#REF!","v":{"$error":"#REF!"}},{"$f":"+Summary!#REF!","v":{"$error":"#REF!"}},{"$f":"+Summary!#REF!","v":{"$error":"#REF!"}},{"$f":"+Summary!#REF!","v":{"$error":"#REF!"}},{"$f":"+Summary!#REF!","v":{"$error":"#REF!"}},{"$f":"+Summary!#REF!","v":{"$error":"#REF!"}},{"$f":"+Summary!#REF!","v":{"$error":"#REF!"}}]
[null,null,null,null,null,null,null,null,null,null,null,null,null,null,null,null,null,null,null,null,null,null,null,null,null,null,null,null,null,null,null,{"$f":"+Summary!#REF!","v":{"$error":"#REF!"}},{"$f":"+Project!G204","v":"k£"},{"$f":"+Summary!#REF!","v":{"$error":"#REF!"}},{"$f":"+Summary!#REF!","v":{"$error":"#REF!"}},{"$f":"+Summary!#REF!","v":{"$error":"#REF!"}},{"$f":"+Summary!#REF!","v":{"$error":"#REF!"}},{"$f":"+Summary!#REF!","v":{"$error":"#REF!"}},{"$f":"+Summary!#REF!","v":{"$error":"#REF!"}}]
[null,null,null,null,null,null,null,null,null,null,null,null,null,null,null,null,null,null,null,null,null,null,null,null,null,null,null,null,null,null,null,{"$f":"+Summary!#REF!","v":{"$error":"#REF!"}},{"$f":"+Project!G206","v":"k£"},{"$f":"+Summary!#REF!","v":{"$error":"#REF!"}},{"$f":"+Summary!#REF!","v":{"$error":"#REF!"}},{"$f":"+Summary!#REF!","v":{"$error":"#REF!"}},{"$f":"+Summary!#REF!","v":{"$error":"#REF!"}},{"$f":"+Summary!#REF!","v":{"$error":"#REF!"}},{"$f":"+Summary!#REF!","v":{"$error":"#REF!"}}]
[null,null,null,null,null,null,null,null,null,null,null,null,null,null,null,null,null,null,null,null,null,null,null,null,null,null,null,null,null,null,null,{"$f":"+Summary!#REF!","v":{"$error":"#REF!"}},{"$f":"+Project!#REF!","v":{"$error":"#REF!"}},{"$f":"+Summary!#REF!","v":{"$error":"#REF!"}},{"$f":"+Summary!#REF!","v":{"$error":"#REF!"}},{"$f":"+Summary!#REF!","v":{"$error":"#REF!"}},{"$f":"+Summary!#REF!","v":{"$error":"#REF!"}},{"$f":"+Summary!#REF!","v":{"$error":"#REF!"}},{"$f":"+Summary!#REF!","v":{"$error":"#REF!"}}]
[null,null,null,null,null,null,null,null,null,null,null,null,null,null,null,null,null,null,null,null,null,null,null,null,null,null,null,null,null,null,null,{"$f":"+Summary!#REF!","v":{"$error":"#REF!"}},{"$f":"+Project!G207","v":"k£"},{"$f":"+Summary!#REF!","v":{"$error":"#REF!"}},{"$f":"+Summary!#REF!","v":{"$error":"#REF!"}},{"$f":"+Summary!#REF!","v":{"$error":"#REF!"}},{"$f":"+Summary!#REF!","v":{"$error":"#REF!"}},{"$f":"+Summary!#REF!","v":{"$error":"#REF!"}},{"$f":"+Summary!#REF!","v":{"$error":"#REF!"}}]
[null,null,null,null,null,null,null,null,null,null,null,null,null,null,null,null,null,null,null,null,null,null,null,null,null,null,null,null,null,null,null,{"$f":"+Summary!#REF!","v":{"$error":"#REF!"}},{"$f":"+Project!G208","v":"k£"},{"$f":"+Summary!#REF!","v":{"$error":"#REF!"}},{"$f":"+Summary!#REF!","v":{"$error":"#REF!"}},{"$f":"+Summary!#REF!","v":{"$error":"#REF!"}},{"$f":"+Summary!#REF!","v":{"$error":"#REF!"}},{"$f":"+Summary!#REF!","v":{"$error":"#REF!"}},{"$f":"+Summary!#REF!","v":{"$error":"#REF!"}}]
[null,null,null,null,null,null,null,null,{"$f":"+Project!B476","v":"Supplier, large CHP"},{"$f":"+Project!B477","v":"Supplier, Surplus heat"},{"$f":"+Project!B478","v":"District heating company, cash flow, revenues and costs"},{"$f":"+Project!B479","v":"Consumers"},"Total"]
[null,"Cost for local community",null,null,null,null,null,{"$f":"\"k\"&+Summary!G$3","v":"k£"},{"$f":"+Project!F476","v":{"$error":"#DIV/0!"}},{"$f":"+Project!F477","v":{"$error":"#DIV/0!"}},{"$f":"+Project!F478","v":{"$error":"#DIV/0!"}},{"$f":"+Project!F479","v":{"$error":"#DIV/0!"}},{"$f":"+SUM(I149:L149)","v":{"$error":"#DIV/0!"}}]
[]
[]
[]
[]
[]
[]
[]
[]
[]
[]
[]
[]
[]
[]
[]
[]
[]
[]
[]
[]
[null,null,null,null,null,null,null,null,{"$f":"+Consumers!O3","v":"Heat demand"},{"$f":"+Consumers!AU3","v":"Average DH fee"},{"$f":"+Consumers!AZ3","v":"Average cost  of  DH"},{"$f":"+Consumers!BN3","v":"Average cost of el."},{"$f":"+Consumers!BT3","v":"Average cost Heat Pump"},"Average     cost of oil  ",{"$f":"+Consumers!CC3","v":"Average cost oil boiler"},{"$f":"+Consumers!CR3","v":"Average cost of gas"},{"$f":"+Consumers!CW3","v":"Average cost gas boiler"},{"$f":"+Consumers!CX3","v":"Saved due to DH"}]
[null,null,null,null,null,null,null,null,{"$f":"+Consumers!O5","v":"MWh h"},{"$f":"+Consumers!AU5","v":"£/MWh"},{"$f":"+Consumers!AZ5","v":"£/MWh"},{"$f":"+Consumers!BN5","v":"£/MWh"},{"$f":"+Consumers!BT5","v":"£/MWh"},{"$f":"+Consumers!BU5","v":"£"},{"$f":"+Consumers!CC5","v":"£/MWh"},{"$f":"+Consumers!CR5","v":"£/MWh"},{"$f":"+Consumers!CW5","v":"£/MWh"},{"$f":"+Consumers!CX5","v":"%"}]
[null,null,null,null,null,null,null,null,{"$f":"+Consumers!O29","v":11},{"$f":"+Consumers!AU29","v":51.090909090909093},{"$f":"+Consumers!AZ29","v":97.341286622084127},{"$f":"+Consumers!BN29","v":46.666666666666657},{"$f":"+Consumers!BT29","v":144.00788597430449},0,{"$f":"+Consumers!CC29","v":0},{"$f":"+Consumers!CR29","v":0},{"$f":"+Consumers!CW29","v":0},{"$f":"+Consumers!CX29","v":0.3240558601113494}]
[null,null,null,null,null,null,null,null,{"$f":"+Consumers!O30","v":44},{"$f":"+Consumers!AU30","v":44.272727272727273},{"$f":"+Consumers!AZ30","v":64.569618576524917},{"$f":"+Consumers!BN30","v":46.666666666666657},{"$f":"+Consumers!BT30","v":90.648443932179006},0,{"$f":"+Consumers!CC30","v":0},{"$f":"+Consumers!CR30","v":0},{"$f":"+Consumers!CW30","v":0},{"$f":"+Consumers!CX30","v":0.28769192524877374}]
[null,null,null,null,null,null,null,null,{"$f":"+Consumers!O31","v":220},{"$f":"+Consumers!AU31","v":42.454545454545453},{"$f":"+Consumers!AZ31","v":50.780208657434116},{"$f":"+Consumers!BN31","v":41.575757575757571},{"$f":"+Consumers!BT31","v":59.640723052916492},0,{"$f":"+Consumers!CC31","v":0},{"$f":"+Consumers!CR31","v":0},{"$f":"+Consumers!CW31","v":0},{"$f":"+Consumers!CX31","v":0.14856483861908998}]
[null,null,null,null,null,null,null,null,{"$f":"+Consumers!O32","v":1100},{"$f":"+Consumers!AU32","v":39.309090909090912},{"$f":"+Consumers!AZ32","v":42.830527026266701},{"$f":"+Consumers!BN32","v":40.048484848484854},{"$f":"+Consumers!BT32","v":47.262024058326723},0,{"$f":"+Consumers!CC32","v":0},{"$f":"+Consumers!CR32","v":0},{"$f":"+Consumers!CW32","v":0},{"$f":"+Consumers!CX32","v":9.3764436042583596E-2}]
[null,null,null,null,null,null,null,null,{"$f":"+Consumers!O33","v":11},{"$f":"+Consumers!AU33","v":51.090909090909093},{"$f":"+Consumers!AZ33","v":97.341286622084127},{"$f":"+Consumers!BN33","v":0},{"$f":"+Consumers!BT33","v":0},{"$f":"+Consumers!BX$4/Consumers!BW$8","v":100},{"$f":"+Consumers!CC33","v":152.18181818181819},{"$f":"+Consumers!CR33","v":0},{"$f":"+Consumers!CW33","v":0},{"$f":"+Consumers!CX33","v":0.36036191586444127}]
[null,null,null,null,null,null,null,null,{"$f":"+Consumers!O34","v":44},{"$f":"+Consumers!AU34","v":44.272727272727273},{"$f":"+Consumers!AZ34","v":64.569618576524917},{"$f":"+Consumers!BN34","v":0},{"$f":"+Consumers!BT34","v":0},{"$f":"+Consumers!BX$4/Consumers!BW$8","v":100},{"$f":"+Consumers!CC34","v":116.04545454545455},{"$f":"+Consumers!CR34","v":0},{"$f":"+Consumers!CW34","v":0},{"$f":"+Consumers!CX34","v":0.44358338868642849}]
[null,null,null,null,null,null,null,null,{"$f":"+Consumers!O35","v":220},{"$f":"+Consumers!AU35","v":42.454545454545453},{"$f":"+Consumers!AZ35","v":50.780208657434116},{"$f":"+Consumers!BN35","v":0},{"$f":"+Consumers!BT35","v":0},{"$f":"+Consumers!BX$4/Consumers!BW$8","v":100},{"$f":"+Consumers!CC35","v":114.96699325967522},{"$f":"+Consumers!CR35","v":0},{"$f":"+Consumers!CW35","v":0},{"$f":"+Consumers!CX35","v":0.55830619539003534}]
[null,null,null,null,null,null,null,null,{"$f":"+Consumers!O36","v":1100},{"$f":"+Consumers!AU36","v":39.309090909090912},{"$f":"+Consumers!AZ36","v":42.830527026266701},{"$f":"+Consumers!BN36","v":0},{"$f":"+Consumers!BT36","v":0},{"$f":"+Consumers!BX$4/Consumers!BW$8","v":100},{"$f":"+Consumers!CC36","v":108.89085357445509},{"$f":"+Consumers!CR36","v":0},{"$f":"+Consumers!CW36","v":0},{"$f":"+Consumers!CX36","v":0.60666552221504133}]
[null,null,null,null,null,null,null,null,{"$f":"+Consumers!O37","v":11},{"$f":"+Consumers!AU37","v":51.090909090909093},{"$f":"+Consumers!AZ37","v":97.341286622084127},{"$f":"+Consumers!BN37","v":0},{"$f":"+Consumers!BT37","v":0},0,{"$f":"+Consumers!CC37","v":0},{"$f":"+Consumers!CR37","v":56.25},{"$f":"+Consumers!CW37","v":106.79545454545455},{"$f":"+Consumers!CX37","v":8.8525939269695375E-2}]
[null,null,null,null,null,null,null,null,{"$f":"+Consumers!O38","v":44},{"$f":"+Consumers!AU38","v":44.272727272727273},{"$f":"+Consumers!AZ38","v":64.569618576524917},{"$f":"+Consumers!BN38","v":0},{"$f":"+Consumers!BT38","v":0},0,{"$f":"+Consumers!CC38","v":0},{"$f":"+Consumers!CR38","v":56.25},{"$f":"+Consumers!CW38","v":71.88636363636364},{"$f":"+Consumers!CX38","v":0.10178210010524943}]
[null,null,null,null,null,null,null,null,{"$f":"+Consumers!O39","v":220},{"$f":"+Consumers!AU39","v":42.454545454545453},{"$f":"+Consumers!AZ39","v":50.780208657434116},{"$f":"+Consumers!BN39","v":0},{"$f":"+Consumers!BT39","v":0},0,{"$f":"+Consumers!CC39","v":0},{"$f":"+Consumers!CR39","v":56.25},{"$f":"+Consumers!CW39","v":69.626489725269394},{"$f":"+Consumers!CX39","v":0.27067688091412484}]
[null,null,null,null,null,null,null,null,{"$f":"+Consumers!O40","v":1100},{"$f":"+Consumers!AU40","v":39.309090909090912},{"$f":"+Consumers!AZ40","v":42.830527026266701},{"$f":"+Consumers!BN40","v":0},{"$f":"+Consumers!BT40","v":0},0,{"$f":"+Consumers!CC40","v":0},{"$f":"+Consumers!CR40","v":40.542954545454542},{"$f":"+Consumers!CW40","v":48.711089174650468},{"$f":"+Consumers!CX40","v":0.12072327365334393}]
[]
[]
[]
[]
[null,null,null,null,null,null,null,null,"Demand","DH","Heat Pump","Oil boiler","Gas boiler"]
[null,null,null,null,null,null,null,null,"MWh",{"$f":"+J171","v":"£/MWh"},{"$f":"+J189","v":"£/MWh"},{"$f":"+K189","v":"£/MWh"},"£/MWh"]
[null,null,null,null,null,null,null,null,{"$f":"+I172","v":11},{"$f":"+K172","v":97.341286622084127},{"$f":"+M172","v":144.00788597430449},{"$f":"+O176","v":152.18181818181819},{"$f":"+Q180","v":106.79545454545455}]
[null,null,null,null,null,null,null,null,{"$f":"+I173","v":44},{"$f":"+K173","v":64.569618576524917},{"$f":"+M173","v":90.648443932179006},{"$f":"+O177","v":116.04545454545455},{"$f":"+Q181","v":71.88636363636364}]
[null,null,null,null,null,null,null,null,220,50.780208657434116,59.640723052916492,114.96699325967522,69.626489725269394]
[null,null,null,null,null,null,null,null,1100,42.830527026266701,47.262024058326723,108.89085357445509,48.711089174650468]

{"sheet":"SettlementAcons","index":9,"n_rows":398,"n_cols":27,"rows_kept":398,"cut":false,"hidden":false,"merged":[]}
["UPRN","Category","X_COORDINATE","Y_COORDINATE","UNIQUE_CONN_REF","CLASS","IS_UNIQUE_CONNECTION","Unique Connection XY","SOURCE","STREET_DESCRIPTION","POSTCODE_LOCATOR","ADMINISTRATIVE_AREA","POST_TOWN","Heat Demand (kWh)","ShortName","LongName","No_Loads","Length_m","Gas_price","Connection_cost","Unique","Borough","Max load hours","unit gas price check","kW","No_Flats","Zone"]
[]
[]
[]
[]
[]
[]
[]
[]
[]
[]
[]
[]
[]
[]
[]
[]
[]
[]
[]
[]
[]
[]
[]
[]
[]
[]
[]
[]
[]
[]
[]
[]
[]
[]
[]
[]
[]
[]
[]
[]
[]
[]
[]
[]
[]
[]
[]
[]
[]
[]
[]
[]
[]
[]
[]
[]
[]
[]
[]
[]
[]
[]
[]
[]
[]
[]
[]
[]
[]
[]
[]
[]
[]
[]
[]
[]
[]
[]
[]
[]
[]
[]
[]
[]
[]
[]
[]
[]
[]
[]
[]
[]
[]
[]
[]
[]
[]
[]
[]
[]
[]
[]
[]
[]
[]
[]
[]
[]
[]
[]
[]
[]
[]
[]
[]
[]
[]
[]
[]
[]
[]
[]
[]
[]
[]
[]
[]
[]
[]
[]
[]
[]
[]
[]
[]
[]
[]
[]
[]
[]
[]
[]
[]
[]
[]
[]
[]
[]
[]
[]
[]
[]
[]
[]
[]
[]
[]
[]
[]
[]
[]
[]
[]
[]
[]
[]
[]
[]
[]
[]
[]
[]
[]
[]
[]
[]
[]
[]
[]
[]
[]
[]
[]
[]
[]
[]
[]
[]
[]
[]
[]
[]
[]
[]
[]
[]
[]
[]
[]
[]
[]
[]
[]
[]
[]
[]
[]
[]
[]
[]
[]
[]
[]
[]
[]
[]
[]
[]
[]
[]
[]
[]
[]
[]
[]
[]
[]
[]
[]
[]
[]
[]
[]
[]
[]
[]
[]
[]
[]
[]
[]
[]
[]
[]
[]
[]
[]
[]
[]
[]
[]
[]
[]
[]
[]
[]
[]
[]
[]
[]
[]
[]
[]
[]
[]
[]
[]
[]
[]
[]
[]
[]
[]
[]
[]
[]
[]
[]
[]
[]
[]
[]
[]
[]
[]
[]
[]
[]
[]
[]
[]
[]
[]
[]
[]
[]
[]
[]
[]
[]
[]
[]
[]
[]
[]
[]
[]
[]
[]
[]
[]
[]
[]
[]
[]
[]
[]
[]
[]
[]
[]
[]
[]
[]
[]
[]
[]
[]
[]
[]
[]
[]
[]
[]
[]
[]
[]
[]
[]
[]
[]
[]
[]
[]
[]
[]
[]
[]
[]
[]
[]
[]
[]
[]
[]
[]
[]
[]
[]
[]
[]
[]
[]
[]
[]
[]
[]
[]
[]
[]
[]
[]
[]
[]
[]
[]
[]
[]
[]
[]
[]
[]
[]
[]
[]
[]
[]
[]
[]
[]
[]
[]
[]
[]
[]
[]
[null,null,null,null,null,null,null,null,null,null,null,null,null,{"$f":"SUM(N2:N397)","v":0}]

{"sheet":"SettlementAcons (2)","index":10,"n_rows":2,"n_cols":29,"rows_kept":2,"cut":false,"hidden":false,"merged":[]}
["UPRN","Category","X_COORDINATE","Y_COORDINATE","UNIQUE_CONN_REF","CLASS","IS_UNIQUE_CONNECTION","Unique Connection XY","SOURCE","STREET_DESCRIPTION","POSTCODE_LOCATOR","ADMINISTRATIVE_AREA","POST_TOWN","Heat Demand (kWh)","ShortName","LongName","No_Loads","Length_m","Gas_price","Connection_cost","Unique","Borough","unit gas price check","kW","No_Flats","Zone",null,"Demand","Accumulated demand"]
[null,null,null,null,null,null,null,null,null,null,null,null,null,{"$f":"SUM(N1:N1)","v":0},null,null,null,null,null,null,null,null,null,null,null,null,null,"MWh","MWh"]

{"sheet":"SettlementBcons","index":11,"n_rows":1,"n_cols":81,"rows_kept":1,"cut":false,"hidden":false,"merged":[]}
["Zone","OBJECTID *","Shape *","UPRN","RM_UDPRN","CHANGE_TYPE","STATE","STATE_DATE","CLASS","PARENT_UPRN","X_COORDINATE","Y_COORDINATE","RPC","LOCAL_CUSTODIAN_CODE","START_DATE","END_DATE","LAST_UPDATE_DATE","ENTRY_DATE","ORGANISATION_NAME","ORGANISATION","DEPARTMENT_NAME","SCOTTISH_DEPARTMENT_NAME","BUILDING_NAME","SUB_BUILDING_NAME","SAO_START_NUMBER","SAO_START_SUFFIX","SAO_END_NUMBER","SAO_END_SUFFIX","SAO_TEXT","PAO_START_NUMBER","PAO_START_SUFFIX","PAO_END_NUMBER","PAO_END_SUFFIX","PAO_TEXT","USRN","USRN_MATCH_INDICATOR","AREA_NAME","OFFICIAL_FLAG","OS_ADDRESS_TOID","OS_ADDRESS_TOID_VERSION","OS_ROADLINK_TOID","OS_ROADLINK_TOID_VERSION","OS_TOPO_TOID","OS_TOPO_TOID_VERSION","STREET_DESCRIPTION","DEPENDENT_THOROUGHFARE_NAME","THOROUGHFARE_NAME","DOUBLE_DEPENDENT_LOCALITY","DEPENDENT_LOCALITY","LOCALITY_NAME","TOWN_NAME","ADMINISTRATIVE_AREA","POST_TOWN","POSTCODE","POSTCODE_LOCATOR","POSTCODE_TYPE","POSTAL_ADDRESS","PO_BOX_NUMBER","PROCESS_DATE","pcdistr","PCSector","UrbRur6","UrbRur8","AS_TOID","CALCULATEDAREAVALUE","DESCRIPTIVEGROUP","FEATURECODE","TOID","UPRN2","RelH2","RelHMax","Floor_proxy","floorarea_proxy","UPRN_count","heatdemand","confidence","BM","calc_code","floor_area","year","sourcetype"]

{"sheet":"SettlementBcons (2)","index":12,"n_rows":640,"n_cols":84,"rows_kept":640,"cut":false,"hidden":false,"merged":[]}
["Zone","OBJECTID *","Shape *","UPRN","RM_UDPRN","CHANGE_TYPE","STATE","STATE_DATE","CLASS","PARENT_UPRN","X_COORDINATE","Y_COORDINATE","RPC","LOCAL_CUSTODIAN_CODE","START_DATE","END_DATE","LAST_UPDATE_DATE","ENTRY_DATE","ORGANISATION_NAME","ORGANISATION","DEPARTMENT_NAME","SCOTTISH_DEPARTMENT_NAME","BUILDING_NAME","SUB_BUILDING_NAME","SAO_START_NUMBER","SAO_START_SUFFIX","SAO_END_NUMBER","SAO_END_SUFFIX","SAO_TEXT","PAO_START_NUMBER","PAO_START_SUFFIX","PAO_END_NUMBER","PAO_END_SUFFIX","PAO_TEXT","USRN","USRN_MATCH_INDICATOR","AREA_NAME","OFFICIAL_FLAG","OS_ADDRESS_TOID","OS_ADDRESS_TOID_VERSION","OS_ROADLINK_TOID","OS_ROADLINK_TOID_VERSION","OS_TOPO_TOID","OS_TOPO_TOID_VERSION","STREET_DESCRIPTION","DEPENDENT_THOROUGHFARE_NAME","THOROUGHFARE_NAME","DOUBLE_DEPENDENT_LOCALITY","DEPENDENT_LOCALITY","LOCALITY_NAME","TOWN_NAME","ADMINISTRATIVE_AREA","POST_TOWN","POSTCODE","POSTCODE_LOCATOR","POSTCODE_TYPE","POSTAL_ADDRESS","PO_BOX_NUMBER","PROCESS_DATE","pcdistr","PCSector","UrbRur6","UrbRur8","AS_TOID","CALCULATEDAREAVALUE","DESCRIPTIVEGROUP","FEATURECODE","TOID","UPRN2","RelH2","RelHMax","Floor_proxy","floorarea_proxy","UPRN_count","heatdemand","confidence","BM","calc_code","floor_area","year","sourcetype",null,"Heat demand","Heat dem. Accu"]
[1,30,"Point",130081494,11818102,"I",2,"2014-01-17","CL06","<Null>",212784,894294,1,9068,"2005-07-21","<Null>","2014-01-17","2005-07-21","THE HIGHLAND COUNCIL","<Null>","<Null>","<Null>","LOCHBROOM LEISURE CENTRE","<Null>","<Null>","<Null>","<Null>","<Null>","<Null>","<Null>","<Null>","<Null>","<Null>","LOCHBROOM LEISURE CENTRE",84403839,1,"<Null>","Y","osgb1000002142002504",14,"osgb4000000003556370",1,"osgb1000038779889",5,"QUAY STREET","<Null>","QUAY STREET","<Null>","<Null>","<Null>","ULLAPOOL","HIGHLAND","ULLAPOOL","IV26 2UE","IV26 2UE","S","S","<Null>","2015-02-23","IV26","IV26 2",6,8,"osgb1000038779889",1474.2472319999999,"Building",10021,"osgb1000038779889","<Null>","<Null>","<Null>",1.4,2063.9461249999999,1,454068.14746000001,1]
[1,31,"Point",10025415508,"<Null>","I","<Null>","<Null>","CL06QS","<Null>",212740,894250,1,7655,"2011-09-01","<Null>","2013-01-14","2011-09-01","<Null>","<Null>","<Null>","<Null>","<Null>","<Null>","<Null>","<Null>","<Null>","<Null>","<Null>","<Null>","<Null>","<Null>","<Null>","TENNIS COURTS 2M FROM LATHERON COTTAGE QUAY STREET. 12M FROM QUAY STREET",84403839,2,"<Null>","N","osgb5000000000160972",18,"osgb4000000003522827",9,"osgb1000000291126920",5,"QUAY STREET","<Null>","<Null>","<Null>","<Null>","<Null>","ULLAPOOL","HIGHLAND","<Null>","<Null>","IV26 2UE","<Null>","N","<Null>","<Null>","IV26","IV26 2",6,8,"osgb1000000291126920",1450.8379580000001,"General Surface",10056,"osgb1000000291126920","<Null>","<Null>","<Null>",1.4,2031.173141,1,446858.09106000001,1]
[1,4,"Point",130088603,51997070,"I",2,"2014-02-05","CE03PS","<Null>",212737,894329,1,9068,"2005-11-07","<Null>","2014-02-05","2005-11-07","ULLAPOOL PRIMARY SCHOOL","<Null>","<Null>","<Null>","<Null>","<Null>","<Null>","<Null>","<Null>","<Null>","<Null>","<Null>","<Null>","<Null>","<Null>","ULLAPOOL PRIMARY SCHOOL",84403839,1,"<Null>","Y","osgb1000002142082437",3,"osgb4000000003546258",2,"osgb1000038779740",5,"QUAY STREET","<Null>","QUAY STREET","<Null>","<Null>","<Null>","ULLAPOOL","HIGHLAND","ULLAPOOL","IV26 2UE","IV26 2UE","S","S","<Null>","2015-02-23","IV26","IV26 2",6,8,"osgb1000038779740",1367.4431999999999,"Building",10021,"osgb1000038779740","<Null>","<Null>","<Null>",1.4,1914.42048,1,421172.50559999997,1]
[8,57,"Point",130108025,11818380,"I",2,"2011-06-03","CR08","<Null>",212637,894131,1,9068,"2006-03-21","<Null>","2011-06-03","2006-03-21","TESCO STORES LTD","<Null>","<Null>","<Null>","<Null>","<Null>","<Null>","<Null>","<Null>","<Null>","<Null>","<Null>","<Null>","<Null>","<Null>","TESCO",84409173,1,"<Null>","Y","osgb1000002142002559",15,"osgb4000000003552276",2,"osgb1000038780203",4,"LATHERON LANE","<Null>","LATHERON LANE","<Null>","<Null>","<Null>","ULLAPOOL","HIGHLAND","ULLAPOOL","IV26 2XB","IV26 2XB","S","S","<Null>","2015-02-23","IV26","IV26 2",6,8,"osgb1000038780203",1102.724048,"Building",10021,"osgb1000038780203","<Null>","<Null>","<Null>",1.4,1543.8136669999999,1,339639.00678,1]
[5,58,"Point",130105865,11817955,"I","<Null>","<Null>","CR08","<Null>",212576,894755,1,9068,"2006-01-20","<Null>","2006-01-20","2006-01-20","MOREFIELD MOTEL","<Null>","<Null>","<Null>","<Null>","<Null>","<Null>","<Null>","<Null>","<Null>","<Null>","<Null>","<Null>","<Null>","<Null>","MOREFIELD MOTEL",84405279,1,"<Null>","<Null>","osgb1000002142002314",15,"osgb4000000003526811",5,"osgb1000038779611",5,"MOREFIELD LANE","<Null>","<Null>","<Null>","<Null>","<Null>","ULLAPOOL","HIGHLAND","ULLAPOOL","IV26 2TQ","IV26 2TQ","L","M","<Null>","2015-02-23","IV26","IV26 2",6,8,"osgb1000038779611",690.21846400000004,"Building",10021,"osgb1000038779611","<Null>","<Null>","<Null>",1.4,966.30584999999996,1,212587.28691,1]
[8,52,"Point",130098896,11818055,"I","<Null>","<Null>","CR08","<Null>",212615,893987,1,9068,"2005-12-21","<Null>","2005-12-21","2005-12-21","THE CEILIDH PLACE","<Null>","<Null>","<Null>","2014-12-01","<Null>","<Null>","<Null>","<Null>","<Null>","<Null>",12,"<Null>",14,"<Null>","THE CEILIDH PLACE",84405493,1,"<Null>","<Null>","osgb1000002142002201",13,"osgb4000000003522818",6,"osgb1000038779423",9,"WEST ARGYLE STREET","<Null>","WEST ARGYLE STREET","<Null>","<Null>","<Null>","ULLAPOOL","HIGHLAND","ULLAPOOL","IV26 2TY","IV26 2TY","S","M","<Null>","2015-02-23","IV26","IV26 2",6,8,"osgb1000038779423",591.47047999999995,"Building",10021,"osgb1000038779423","<Null>","<Null>","<Null>",1.4,828.058672,1,182172.90784,1]
[4,38,"Point",130009680,11818272,"I","<Null>","<Null>","CO01LG","<Null>",212901,894482,1,9068,"2005-07-21","<Null>","2005-07-21","2005-07-21","THE HIGHLAND COUNCIL","<Null>","<Null>","<Null>","LOCHBROOM HOUSE","<Null>","<Null>","<Null>","<Null>","<Null>","<Null>","<Null>","<Null>","<Null>","<Null>","LOCHBROOM HOUSE",84403830,1,"<Null>","Y","osgb1000002142002432",12,"osgb4000000003526824",5,"osgb1000038779690",5,"LADYSMITH STREET","<Null>","LADYSMITH STREET","<Null>","<Null>","<Null>","ULLAPOOL","HIGHLAND","ULLAPOOL","IV26 2UW","IV26 2UW","S","S","<Null>","2015-02-23","IV26","IV26 2",6,8,"osgb1000038779690",520.02,"Building",10021,"osgb1000038779690","<Null>","<Null>","<Null>",1.4,728.02800000000002,1,160166.16,1]
[6,32,"Point",130125477,28322247,"I",2,"2011-07-11","CM02HC",130087353,213031,894431,1,9068,"2007-03-07","<Null>","2011-07-11","2007-03-07","ULLAPOOL MEDICAL CENTRE","<Null>","<Null>","<Null>","<Null>","<Null>","<Null>","<Null>","<Null>","<Null>","ULLAPOOL HEALTH CENTRE",5,"<Null>","<Null>","<Null>","MO DHACHAIDH NURSING HOME",84403836,1,"<Null>","Y","osgb1000002142073352",13,"osgb4000000003522841",5,"osgb1000038780427",4,"NORTH ROAD","<Null>","NORTH ROAD","<Null>","<Null>","<Null>","ULLAPOOL","HIGHLAND","ULLAPOOL","IV26 2XL","IV26 2XL","S","C","<Null>","2015-02-23","IV26","IV26 2",6,8,"osgb1000038780427",1192.0199680000001,"Building",10021,"osgb1000038780427","<Null>","<Null>","<Null>",1.4,556.27598499999999,3,122380.71670999999,1]
[6,60,"Point",130125476,28322243,"I","<Null>","<Null>","CR08",130087353,213031,894431,1,9068,"2007-03-07","<Null>","2007-03-07","2007-03-07","HIGHLAND COUNCIL SERVICE POINT","<Null>","<Null>","<Null>","<Null>","<Null>","<Null>","<Null>","<Null>","<Null>","HIGHLAND COUNCIL SERVICE POINT",5,"<Null>","<Null>","<Null>","MO DHACHAIDH NURSING HOME",84403836,1,"<Null>","<Null>","osgb1000002142073351",12,"osgb4000000003522841",5,"osgb1000038780427",4,"NORTH ROAD","<Null>","NORTH ROAD","<Null>","<Null>","<Null>","ULLAPOOL","HIGHLAND","ULLAPOOL","IV26 2XL","IV26 2XL","S","C","<Null>","2015-02-23","IV26","IV26 2",6,8,"osgb1000038780427",1192.0199680000001,"Building",10021,"osgb1000038780427","<Null>","<Null>","<Null>",1.4,556.27598499999999,3,122380.71670999999,1]
[2,25,"Point",130081487,11818075,"I","<Null>","<Null>","CH03","<Null>",213046,894075,1,9068,"2005-07-21","<Null>","2005-07-21","2005-07-21","ARGYLL HOTEL","<Null>","<Null>","<Null>","<Null>","<Null>","<Null>","<Null>","<Null>","<Null>","<Null>",18,"<Null>","<Null>","<Null>","ARGYLL HOTEL",84405494,1,"<Null>","<Null>","osgb1000002142002929",10,"osgb4000000003518232",6,"osgb1000038780351",5,"ARGYLE STREET","<Null>","ARGYLE STREET","<Null>","<Null>","<Null>","ULLAPOOL","HIGHLAND","ULLAPOOL","IV26 2UB","IV26 2UB","S","S","<Null>","2015-02-23","IV26","IV26 2",6,8,"osgb1000038780351",395.51003200000002,"Building",10021,"osgb1000038780351","<Null>","<Null>","<Null>",1.4,553.71404500000006,1,121817.08985999999,1]
[6,28,"Point",130132277,50459888,"I","<Null>","<Null>","CI03GA","<Null>",213134,894428,1,9068,"2007-12-20","<Null>","2009-02-24","2007-12-20","ROSS GARAGE","<Null>","<Null>","<Null>","<Null>","<Null>","<Null>","<Null>","<Null>","<Null>","<Null>","<Null>","<Null>","<Null>","<Null>","ROSS GARAGE",84403832,1,"<Null>","Y","osgb1000002142076285",4,"osgb4000000003518243",6,"osgb1000038780452",4,"MILL STREET","<Null>","MILL STREET","<Null>","<Null>","<Null>","ULLAPOOL","HIGHLAND","ULLAPOOL","IV26 2UN","IV26 2UN","S","S","<Null>","2015-02-23","IV26","IV26 2",6,8,"osgb1000038780452",388.12079199999999,"Building",10021,"osgb1000038780452","<Null>","<Null>","<Null>",1.4,543.36910899999998,1,119541.20394000001,1]
[6,639,"Point",130087353,11818457,"I","<Null>","<Null>","RI01","<Null>",213031,894431,1,9068,"2005-11-07","<Null>","2005-11-07","2005-11-07","MO-DHACHAIDH NURSING HOME","<Null>","<Null>","<Null>","<Null>","<Null>","<Null>","<Null>","<Null>","<Null>","<Null>",5,"<Null>","<Null>","<Null>","MO DHACHAIDH NURSING HOME",84403836,1,"<Null>","<Null>","osgb1000002142002894",11,"osgb4000000003522841",5,"osgb1000038780427",4,"NORTH ROAD","<Null>","NORTH ROAD","<Null>","<Null>","<Null>","ULLAPOOL","HIGHLAND","ULLAPOOL","IV26 2XL","IV26 2XL","S","M","<Null>","2015-02-23","IV26","IV26 2",6,8,"osgb1000038780427",1192.0199680000001,"Building",10021,"osgb1000038780427","<Null>","<Null>","<Null>",1.4,556.27598499999999,3,116914.99251,2]
[3,24,"Point",130009567,11818176,"I",2,"2011-11-11","CH03","<Null>",212902,894102,1,9068,"2005-07-21","<Null>","2011-11-11","2005-07-21","LADYSMITH HOUSE HOTEL","<Null>","<Null>","<Null>","<Null>","<Null>","<Null>","<Null>","<Null>","<Null>","<Null>",24,"<Null>","<Null>","<Null>","LADYSMITH HOUSE",84403838,1,"<Null>","Y","osgb1000002142002611",11,"osgb4000000003518231",9,"osgb1000038779961",4,"PULTENEY STREET","<Null>","PULTENEY STREET","<Null>","<Null>","<Null>","ULLAPOOL","HIGHLAND","ULLAPOOL","IV26 2UP","IV26 2UP","S","M","<Null>","2015-02-23","IV26","IV26 2",6,8,"osgb1000038779961",309.56499200000002,"Building",10021,"osgb1000038779961","<Null>","<Null>","<Null>",1.4,433.39098899999999,1,95346.017535999999,1]
[2,68,"Point",130009529,11818153,"I","<Null>","<Null>","CH","<Null>",213062,894051,1,9068,"2005-07-21","<Null>","2005-07-21","2005-07-21","<Null>","<Null>","<Null>","<Null>","<Null>","<Null>","<Null>","<Null>","<Null>","<Null>","<Null>",26,"<Null>","<Null>","<Null>","FERRY BOAT INN",84403845,1,"<Null>","<Null>","osgb1000002142002925",9,"osgb4000000003518226",8,"osgb1000038780338",4,"SHORE STREET","<Null>","SHORE STREET","<Null>","<Null>","<Null>","ULLAPOOL","HIGHLAND","ULLAPOOL","IV26 2UJ","IV26 2UJ","S","S","<Null>","2015-02-23","IV26","IV26 2",6,8,"osgb1000038780338",236.104176,"Building",10021,"osgb1000038780338","<Null>","<Null>","<Null>",1.4,330.54584599999998,1,78677.653099999996,2]
[8,46,"Point",130081462,11818053,"I","<Null>","<Null>","CR01","<Null>",212745,893983,1,9068,"2005-07-21","<Null>","2005-07-21","2005-07-21","BANK OF SCOTLAND","<Null>","<Null>","<Null>","<Null>","<Null>","<Null>","<Null>","<Null>","<Null>","<Null>",30,"<Null>","<Null>","<Null>","<Null>",84405493,1,"<Null>","<Null>","osgb1000002142002225",10,"osgb4000000003518228",5,"osgb1000038779489",5,"WEST ARGYLE STREET","<Null>","WEST ARGYLE STREET","<Null>","<Null>","<Null>","ULLAPOOL","HIGHLAND","ULLAPOOL","IV26 2TY","IV26 2TY","S","S","<Null>","2015-02-23","IV26","IV26 2",6,8,"osgb1000038779489",508.21249599999999,"Building",10021,"osgb1000038779489","<Null>","<Null>","<Null>",1.4,355.74874699999998,2,78264.724384000001,1]
[8,55,"Point",130081463,11818073,"I","<Null>","<Null>","CR08","<Null>",212745,893983,1,9068,"2005-07-21","<Null>","2005-07-21","2005-07-21","<Null>","<Null>","<Null>","<Null>","<Null>","<Null>","<Null>","<Null>","<Null>","<Null>","<Null>",26,"<Null>","<Null>","<Null>","<Null>",84405493,1,"<Null>","<Null>","osgb1000002142002228",10,"osgb4000000003518228",5,"osgb1000038779489",5,"WEST ARGYLE STREET","<Null>","WEST ARGYLE STREET","<Null>","<Null>","<Null>","ULLAPOOL","HIGHLAND","ULLAPOOL","IV26 2TY","IV26 2TY","S","S","<Null>","2015-02-23","IV26","IV26 2",6,8,"osgb1000038779489",508.21249599999999,"Building",10021,"osgb1000038779489","<Null>","<Null>","<Null>",1.4,355.74874699999998,2,78264.724384000001,1]
[7,53,"Point",130103178,11818382,"I",2,"2010-11-08","CR08",130083765,212600,894182,1,9068,"2006-01-20","<Null>","2010-11-08","2006-01-20","WATT MARINE","Watt Electrical","<Null>","<Null>","LATHERON CENTRE","UNIT 10",10,"<Null>","<Null>","<Null>","WORKSHOP","<Null>","<Null>","<Null>","<Null>","LATHERON CENTRE",84409173,1,"<Null>","<Null>","osgb1000002142002535",14,"osgb4000000003552276",2,"osgb1000038779871",4,"LATHERON LANE","<Null>","LATHERON LANE","<Null>","<Null>","<Null>","ULLAPOOL","HIGHLAND","ULLAPOOL","IV26 2XB","IV26 2XB","S","S","<Null>","2015-02-23","IV26","IV26 2",6,8,"osgb1000038779871",755.346496,"Building",10021,"osgb1000038779871","<Null>","<Null>","<Null>",1.4,352.49503099999998,3,77548.906923000002,1]
[2,5,"Point",130009515,11818149,"I","<Null>","<Null>","CH","<Null>",213010,894031,1,9068,"2005-07-21","<Null>","2007-07-25","2005-07-21","<Null>","<Null>","<Null>","<Null>","<Null>","<Null>","<Null>","<Null>","<Null>","<Null>","<Null>",22,"<Null>","<Null>","<Null>","SCOTTISH YOUTH HOSTELS ASSOCIATION",84403845,1,"<Null>","<Null>","osgb1000002142002795",9,"osgb4000000003518226",8,"osgb1000038780332",9,"SHORE STREET","<Null>","SHORE STREET","<Null>","<Null>","<Null>","ULLAPOOL","HIGHLAND","ULLAPOOL","IV26 2UJ","IV26 2UJ","S","S","<Null>","2015-02-23","IV26","IV26 2",6,8,"osgb1000038780332",248.40739199999999,"Building",10021,"osgb1000038780332","<Null>","<Null>","<Null>",1.4,347.77034900000001,1,76509.476735999997,1]
[2,71,"Point",130107965,11818108,"I","<Null>","<Null>","CR06","<Null>",212794,893955,1,9068,"2006-03-21","<Null>","2006-03-21","2006-03-21","SEAFORTH INN","<Null>","<Null>","<Null>","<Null>","<Null>","<Null>","<Null>","<Null>","<Null>","<Null>","<Null>","<Null>","<Null>","<Null>","SEAFORTH INN",84403839,1,"<Null>","<Null>","osgb1000002142002234",10,"osgb4000000003526801",6,"osgb1000038779490",7,"QUAY STREET","<Null>","QUAY STREET","<Null>","<Null>","<Null>","ULLAPOOL","HIGHLAND","ULLAPOOL","IV26 2UE","IV26 2UE","S","S","<Null>","2015-02-23","IV26","IV26 2",6,8,"osgb1000038779490",388.69368900000001,"Building",10021,"osgb1000038779490","<Null>","<Null>","<Null>",1.4,544.17116499999997,1,75845.257587999993,2]
[3,65,"Point",130009537,11818165,"I","<Null>","<Null>","ZW","<Null>",213077,894123,1,9068,"2005-07-21","<Null>","2005-07-21","2005-07-21","<Null>","<Null>","<Null>","<Null>","<Null>","<Null>","<Null>","<Null>","<Null>","<Null>","<Null>",2,"<Null>","<Null>","<Null>","ST MARTINS CHURCH",84403832,1,"<Null>","<Null>","osgb1000002142002932",9,"osgb4000000003526799",5,"osgb1000038780361",4,"MILL STREET","<Null>","MILL STREET","<Null>","<Null>","<Null>","ULLAPOOL","HIGHLAND","ULLAPOOL","IV26 2UN","IV26 2UN","S","S","<Null>","2015-02-23","IV26","IV26 2",6,8,"osgb1000038780361",241.56500800000001,"Building",10021,"osgb1000038780361","<Null>","<Null>","<Null>",1.4,338.191011,1,74402.022463999994,1]
[2,40,"Point",130009513,11818137,"I","<Null>","<Null>","CR","<Null>",212903,893993,1,9068,"2005-07-21","<Null>","2005-07-21","2005-07-21","<Null>","<Null>","<Null>","<Null>","<Null>","<Null>","<Null>","<Null>","<Null>","<Null>","<Null>",10,"<Null>","<Null>","<Null>","<Null>",84403845,1,"<Null>","<Null>","osgb1000002142002249",9,"osgb4000000003518226",8,"osgb1000038779471",7,"SHORE STREET","<Null>","SHORE STREET","<Null>","<Null>","<Null>","ULLAPOOL","HIGHLAND","ULLAPOOL","IV26 2UJ","IV26 2UJ","S","S","<Null>","2015-02-23","IV26","IV26 2",6,8,"osgb1000038779471",231.34241599999999,"Building",10021,"osgb1000038779471","<Null>","<Null>","<Null>",1.4,323.87938200000002,1,71253.464128000007,1]
[2,51,"Point",130009522,11818127,"I","<Null>","<Null>","CR08","<Null>",212879,893984,1,9068,"2005-07-21","<Null>","2005-07-21","2005-07-21","CEOL NA MARA","<Null>","<Null>","<Null>","<Null>","<Null>","<Null>","<Null>","<Null>","<Null>","<Null>",7,"<Null>","<Null>","<Null>","<Null>",84403845,1,"<Null>","<Null>","osgb1000002142002244",10,"osgb4000000003518226",8,"osgb1000038779469",3,"SHORE STREET","<Null>","SHORE STREET","<Null>","<Null>","<Null>","ULLAPOOL","HIGHLAND","ULLAPOOL","IV26 2UJ","IV26 2UJ","S","S","<Null>","2015-02-23","IV26","IV26 2",6,8,"osgb1000038779469",220.206176,"Building",10021,"osgb1000038779469","<Null>","<Null>","<Null>",1.4,308.28864600000003,1,67823.502208000005,1]
[4,391,"Point",130107945,11818430,"I",2,"2012-08-27","RD","<Null>",212917,894286,1,9068,"2006-03-21","<Null>","2012-08-27","2006-03-21","<Null>","<Null>","<Null>","<Null>","<Null>","<Null>","<Null>","<Null>","<Null>","<Null>","<Null>",3,"<Null>","<Null>","<Null>","<Null>",84403824,1,"<Null>","Y","osgb1000002142082217",3,"osgb4000000003518237",5,"osgb1000038779910",4,"CUSTOM HOUSE STREET","<Null>","CUSTOM HOUSE STREET","<Null>","<Null>","<Null>","ULLAPOOL","HIGHLAND","ULLAPOOL","IV26 2XF","IV26 2XF","S","S","<Null>","2015-02-23","IV26","IV26 2",6,8,"osgb1000038779910",62.07,"Building",10021,"osgb1000038779910","<Null>","<Null>","<Null>",1.4,86.897999999999996,1,60793.999489000002,2]
[2,42,"Point",130009521,11818155,"I","<Null>","<Null>","CR","<Null>",212858,893977,1,9068,"2005-07-21","<Null>","2005-07-21","2005-07-21","EDINBURGH WOOLEN MILL","<Null>","<Null>","<Null>","<Null>","<Null>","<Null>","<Null>","<Null>","<Null>","<Null>",5,"<Null>","<Null>","<Null>","<Null>",84403845,1,"<Null>","<Null>","osgb1000002142002247",11,"osgb4000000003518226",8,"osgb1000038779468",7,"SHORE STREET","<Null>","SHORE STREET","<Null>","<Null>","<Null>","ULLAPOOL","HIGHLAND","ULLAPOOL","IV26 2UJ","IV26 2UJ","S","S","<Null>","2015-02-23","IV26","IV26 2",6,8,"osgb1000038779468",384.33299199999999,"Building",10021,"osgb1000038779468","<Null>","<Null>","<Null>",1.4,269.03309400000001,2,59187.280767999997,1]
[4,63,"Point",130107969,11818338,"I",2,"2011-06-27","CX","<Null>",212917,894332,1,9068,"2006-03-21","<Null>","2011-06-27","2006-03-21","HIGHLANDS & ISLANDS FIRE BRIGADE","<Null>","<Null>","<Null>","FIRE STATION","<Null>","<Null>","<Null>","<Null>","<Null>","<Null>","<Null>","<Null>","<Null>","<Null>","FIRE STATION",84403825,1,"<Null>","<Null>","osgb1000002142002505",11,"osgb4000000003526809",5,"osgb1000038779711",5,"FRASER COURT","<Null>","FRASER COURT","<Null>","<Null>","<Null>","ULLAPOOL","HIGHLAND","ULLAPOOL","IV26 2UZ","IV26 2UZ","S","S","<Null>","2015-02-23","IV26","IV26 2",6,8,"osgb1000038779711",190.8,"Building",10021,"osgb1000038779711","<Null>","<Null>","<Null>",1.4,267.12,1,58766.400000000001,1]
[2,7,"Point",130096298,11818126,"I",2,"2012-03-14","CH","<Null>",213094,894059,1,9068,"2005-12-21","<Null>","2012-03-14","2005-12-21","<Null>","Brae Guest House","<Null>","<Null>","BRAE GUEST HOUSE","<Null>","<Null>","<Null>","<Null>","<Null>","<Null>","<Null>","<Null>","<Null>","<Null>","BRAE GUEST HOUSE",84403832,1,"<Null>","Y","osgb1000002142002928",9,"osgb4000000003518226",8,"osgb1000038780340",5,"MILL STREET","<Null>","SHORE STREET","<Null>","<Null>","<Null>","ULLAPOOL","HIGHLAND","ULLAPOOL","IV26 2UJ","IV26 2UJ","S","S","<Null>","2015-02-23","IV26","IV26 2",6,8,"osgb1000038780340",189.51684800000001,"Building",10021,"osgb1000038780340","<Null>","<Null>","<Null>",1.4,265.32358699999997,1,58371.189184000003,1]
[8,29,"Point",130149111,11818065,"I",2,"2011-06-03","CL04","<Null>",212692,894006,1,9068,"2011-06-03","<Null>","2011-06-03","2011-06-03","ULLAPOOL MUSEUM","<Null>","<Null>","<Null>","<Null>","<Null>","<Null>","<Null>","<Null>","<Null>","<Null>","<Null>","<Null>","<Null>","<Null>","ULLAPOOL MUSEUM",84405493,1,"<Null>","Y","osgb1000002142002211",14,"osgb4000000003518228",5,"osgb1000038780086",10,"WEST ARGYLE STREET","<Null>","WEST ARGYLE STREET","<Null>","<Null>","<Null>","ULLAPOOL","HIGHLAND","ULLAPOOL","IV26 2TY","IV26 2TY","S","S","<Null>","2015-02-23","IV26","IV26 2",6,8,"osgb1000038780086",185.19750400000001,"Building",10021,"osgb1000038780086","<Null>","<Null>","<Null>",1.4,259.27650599999998,1,57040.831231999997,1]
[2,49,"Point",130009590,50551134,"I",2,"2011-02-03","CR07","<Null>",212644,893904,1,9068,"2005-07-21","<Null>","2011-02-03","2005-07-21","JASMINE TANDOORI","<Null>","<Null>","<Null>","<Null>","<Null>","<Null>","<Null>","<Null>","<Null>","<Null>","<Null>","<Null>","<Null>","<Null>","JASMINE TANDOORI",84403848,1,"<Null>","<Null>","osgb1000002142077423",3,"osgb4000000003522830",7,"osgb1000000293592751",1,"WEST LANE","<Null>","WEST LANE","<Null>","<Null>","<Null>","ULLAPOOL","HIGHLAND","ULLAPOOL","IV26 2UT","IV26 2UT","S","M","<Null>","2015-02-23","IV26","IV26 2",6,8,"osgb1000000293592751",167.870048,"Building",10021,"osgb1000000293592751","<Null>","<Null>","<Null>",1.4,235.018067,1,51703.974783999998,1]
[2,19,"Point",130009589,11818231,"I","<Null>","<Null>","CH02","<Null>",212736,893912,1,9068,"2005-07-21","<Null>","2005-07-21","2005-07-21","<Null>","<Null>","<Null>","<Null>","<Null>","<Null>","<Null>","<Null>","<Null>","<Null>","<Null>",4,"<Null>","<Null>","<Null>","ORNSAY HOUSE",84403849,1,"<Null>","<Null>","osgb1000002142002216",9,"osgb4000000003522831",6,"osgb1000038779442",3,"WEST SHORE STREET","<Null>","WEST SHORE STREET","<Null>","<Null>","<Null>","ULLAPOOL","HIGHLAND","ULLAPOOL","IV26 2UR","IV26 2UR","S","S","<Null>","2015-02-23","IV26","IV26 2",6,8,"osgb1000038779442",161.18500800000001,"Building",10021,"osgb1000038779442","<Null>","<Null>","<Null>",1.4,225.65901099999999,1,49644.982464000001,1]
[2,73,"Point",130081470,11818082,"I","<Null>","<Null>","CR","<Null>",212813,894002,1,9068,"2005-07-21","<Null>","2005-07-21","2005-07-21","<Null>","<Null>","<Null>","<Null>","<Null>","<Null>","<Null>","<Null>","<Null>","<Null>","<Null>",28,"<Null>","<Null>","<Null>","<Null>",84405494,1,"<Null>","<Null>","osgb1000002142002240",13,"osgb4000000003518230",7,"osgb1000038780125",7,"ARGYLE STREET","<Null>","ARGYLE STREET","<Null>","<Null>","<Null>","ULLAPOOL","HIGHLAND","ULLAPOOL","IV26 2UB","IV26 2UB","S","S","<Null>","2015-02-23","IV26","IV26 2",6,8,"osgb1000038780125",97.075999999999993,"Building",10021,"osgb1000038780125","<Null>","<Null>","<Null>",1.4,67.953199999999995,2,47049.236554000003,2]
[1,23,"Point",130133976,51907190,"I","<Null>","<Null>","CH02","<Null>",212750,894188,1,9068,"2008-03-26","<Null>","2008-04-01","2008-03-26","<Null>","<Null>","<Null>","<Null>","<Null>","<Null>","<Null>","<Null>","<Null>","<Null>","<Null>",1,"<Null>","<Null>","<Null>","<Null>",84403831,1,"<Null>","<Null>","osgb1000002142082214",3,"osgb4000000003526803",5,"osgb1000038779998",5,"MARKET STREET","<Null>","MARKET STREET","<Null>","<Null>","<Null>","ULLAPOOL","HIGHLAND","ULLAPOOL","IV26 2XE","IV26 2XE","S","S","<Null>","2015-02-23","IV26","IV26 2",6,8,"osgb1000038779998",151.26400000000001,"Building",10021,"osgb1000038779998","<Null>","<Null>","<Null>",1.4,211.7696,1,46589.311999999998,1]
[2,47,"Point",130081475,11818098,"I","<Null>","<Null>","CR01","<Null>",212948,894062,1,9068,"2005-07-21","<Null>","2005-07-21","2005-07-21","THE ROYAL BANK OF SCOTLAND PLC","<Null>","<Null>","<Null>","<Null>","<Null>","<Null>","<Null>","<Null>","<Null>","<Null>",11,"<Null>","<Null>","<Null>","<Null>",84405494,1,"<Null>","<Null>","osgb1000002142002784",10,"osgb4000000003522833",5,"osgb1000038780157",4,"ARGYLE STREET","<Null>","ARGYLE STREET","<Null>","<Null>","<Null>","ULLAPOOL","HIGHLAND","ULLAPOOL","IV26 2UD","IV26 2UD","L","S","<Null>","2015-02-23","IV26","IV26 2",6,8,"osgb1000038780157",264.50499200000002,"Building",10021,"osgb1000038780157","<Null>","<Null>","<Null>",1.4,185.15349399999999,2,45732.913116999996,1]
[2,351,"Point",130081481,11818097,"I","<Null>","<Null>","RD","<Null>",212899,894047,1,9068,"2005-07-21","<Null>","2005-07-21","2005-07-21","<Null>","<Null>","<Null>","<Null>","<Null>","<Null>","<Null>","<Null>","<Null>","<Null>","<Null>",9,"<Null>","<Null>","<Null>","OLD BANK HOUSE",84405494,1,"<Null>","<Null>","osgb1000002142002616",9,"osgb4000000003518230",7,"osgb1000038780121",4,"ARGYLE STREET","<Null>","ARGYLE STREET","<Null>","<Null>","<Null>","ULLAPOOL","HIGHLAND","ULLAPOOL","IV26 2UB","IV26 2UB","S","S","<Null>","2015-02-23","IV26","IV26 2",6,8,"osgb1000038780121",135.40499199999999,"Building",10021,"osgb1000038780121","<Null>","<Null>","<Null>",1.4,189.56698900000001,1,42270.174954000002,2]
[1,359,"Point",130081493,11818104,"I","<Null>","<Null>","RD","<Null>",212665,894319,1,9068,"2005-07-21","<Null>","2005-07-21","2005-07-21","<Null>","<Null>","<Null>","<Null>","THE MANSE","<Null>","<Null>","<Null>","<Null>","<Null>","<Null>","<Null>","<Null>","<Null>","<Null>","THE MANSE",84403839,1,"<Null>","<Null>","osgb1000002142002468",13,"osgb4000000003522826",6,"osgb1000038779750",4,"QUAY STREET","<Null>","QUAY STREET","<Null>","<Null>","<Null>","ULLAPOOL","HIGHLAND","ULLAPOOL","IV26 2UE","IV26 2UE","S","S","<Null>","2015-02-23","IV26","IV26 2",6,8,"osgb1000038779750",153.889984,"Building",10021,"osgb1000038779750","<Null>","<Null>","<Null>",1.4,107.722989,2,42133.819551000001,2]
[6,578,"Point",130128464,50923024,"I","<Null>","<Null>","RD",130064544,213167,894483,2,9068,"2007-06-22","<Null>","2011-06-03","2007-06-22","<Null>","<Null>","<Null>","<Null>","CRAIGARD","<Null>","<Null>","<Null>","<Null>","<Null>","<Null>","<Null>","<Null>","<Null>","<Null>","CRAIGARD",84403832,1,"<Null>","Y","osgb1000002142078575",6,"osgb4000000003552274",1,"osgb1000000293752004",1,"MILL STREET","<Null>","MILL STREET","<Null>","<Null>","<Null>","ULLAPOOL","HIGHLAND","ULLAPOOL","IV26 2UN","IV26 2UN","S","C","<Null>","2015-02-23","IV26","IV26 2",6,8,"osgb1000000293752004",171.53131200000001,"Building",10021,"osgb1000000293752004","<Null>","<Null>","<Null>",1.4,240.14383699999999,1,41861.108744999998,2]
[2,50,"Point",130009523,11818125,"I","<Null>","<Null>","CR08","<Null>",212842,893972,1,9068,"2005-07-21","<Null>","2005-07-21","2005-07-21","BOOTS THE CHEMISTS LTD","<Null>","<Null>","<Null>","<Null>","<Null>","<Null>","<Null>","<Null>","<Null>","<Null>",3,"<Null>","<Null>","<Null>","<Null>",84403845,1,"<Null>","<Null>","osgb1000002142002242",9,"osgb4000000003518226",8,"osgb1000038779467",3,"SHORE STREET","<Null>","SHORE STREET","<Null>","<Null>","<Null>","ULLAPOOL","HIGHLAND","ULLAPOOL","IV26 2UJ","IV26 2UJ","S","S","<Null>","2015-02-23","IV26","IV26 2",6,8,"osgb1000038779467",120.06399999999999,"Building",10021,"osgb1000038779467","<Null>","<Null>","<Null>",1.4,168.08959999999999,1,41518.131200000003,1]
[6,27,"Point",130149107,11818364,"I",2,"2011-06-03","CI03","<Null>",213127,894407,1,9068,"2011-06-03","<Null>","2011-06-03","2011-06-03","<Null>","<Null>","<Null>","<Null>","UNIT 4","<Null>","<Null>","<Null>","<Null>","<Null>","<Null>","<Null>","<Null>","<Null>","<Null>","UNIT 4",84403832,1,"<Null>","Y","osgb1000002142002898",14,"osgb4000000003543559",5,"osgb1000038780411",4,"MILL STREET","<Null>","MILL STREET INDUSTRIAL ESTATE","<Null>","<Null>","<Null>","ULLAPOOL","HIGHLAND","ULLAPOOL","IV26 2WN","IV26 2WN","S","S","<Null>","2015-02-23","IV26","IV26 2",6,8,"osgb1000038780411",117.405008,"Building",10021,"osgb1000038780411","<Null>","<Null>","<Null>",1.4,164.36701099999999,1,40598.651766000003,1]
[3,12,"Point",130009725,11818418,"I","<Null>","<Null>","CH02","<Null>",212997,894206,1,9068,"2005-07-21","<Null>","2005-07-21","2005-07-21","<Null>","<Null>","<Null>","<Null>","<Null>","<Null>","<Null>","<Null>","<Null>","<Null>","<Null>",24,"<Null>","<Null>","<Null>","<Null>",84403831,1,"<Null>","<Null>","osgb5000005100804207",2,"osgb4000000003518236",6,"osgb1000038779931",8,"MARKET STREET","<Null>","MARKET STREET","<Null>","<Null>","<Null>","ULLAPOOL","HIGHLAND","ULLAPOOL","IV26 2XE","IV26 2XE","S","S","<Null>","2015-02-23","IV26","IV26 2",6,8,"osgb1000038779931",113.844992,"Building",10021,"osgb1000038779931","<Null>","<Null>","<Null>",1.4,159.38298900000001,1,39367.598233999997,1]
[2,56,"Point",130081497,11818100,"I","<Null>","<Null>","CR08","<Null>",212818,893974,1,9068,"2005-07-21","<Null>","2005-07-21","2005-07-21","CAPTAINS CABIN","<Null>","<Null>","<Null>","<Null>","<Null>","<Null>","<Null>","<Null>","<Null>","<Null>","<Null>","<Null>","<Null>","<Null>","CAPTAINS CABIN",84403839,1,"<Null>","<Null>","osgb1000002142069067",12,"osgb4000000003526802",5,"osgb1000038779484",5,"QUAY STREET","<Null>","QUAY STREET","<Null>","<Null>","<Null>","ULLAPOOL","HIGHLAND","ULLAPOOL","IV26 2UE","IV26 2UE","S","S","<Null>","2015-02-23","IV26","IV26 2",6,8,"osgb1000038779484",107.263856,"Building",10021,"osgb1000038779484","<Null>","<Null>","<Null>",1.4,150.169398,1,37091.841404999999,1]
[2,22,"Point",130129132,51676087,"I",2,"2014-11-10","CH02","<Null>",212996,894027,1,9068,"2007-07-25","<Null>","2015-01-08","2007-07-25","<Null>","<Null>","<Null>","<Null>","<Null>","<Null>","<Null>","<Null>","<Null>","<Null>","<Null>",21,"<Null>","<Null>","<Null>","STRATHMORE",84403845,1,"<Null>","Y","osgb1000002142081394",2,"osgb4000000003518226",8,"osgb1000038780147",9,"SHORE STREET","<Null>","SHORE STREET","<Null>","<Null>","<Null>","ULLAPOOL","HIGHLAND","ULLAPOOL","IV26 2UJ","IV26 2UJ","S","S","<Null>","2015-02-23","IV26","IV26 2",6,8,"osgb1000038780147",106.725296,"Building",10021,"osgb1000038780147","<Null>","<Null>","<Null>",1.4,149.415414,1,36905.607357000001,1]
[8,355,"Point",130081457,11818059,"I","<Null>","<Null>","RD","<Null>",212506,893959,1,9068,"2005-07-21","<Null>","2005-07-21","2005-07-21","<Null>","<Null>","<Null>","<Null>","KYALAMI","<Null>","<Null>","<Null>","<Null>","<Null>","<Null>","<Null>","<Null>","<Null>","<Null>","KYALAMI",84405493,1,"<Null>","<Null>","osgb1000002142002197",10,"osgb4000000003522818",6,"osgb1000038779440",3,"WEST ARGYLE STREET","<Null>","WEST ARGYLE STREET","<Null>","<Null>","<Null>","ULLAPOOL","HIGHLAND","ULLAPOOL","IV26 2TY","IV26 2TY","S","S","<Null>","2015-02-23","IV26","IV26 2",6,8,"osgb1000038779440",129.653504,"Building",10021,"osgb1000038779440","<Null>","<Null>","<Null>",1.4,181.514906,1,36543.248025000001,2]
[8,345,"Point",130086052,11818057,"I","<Null>","<Null>","RD","<Null>",212644,893985,1,9068,"2005-11-07","<Null>","2005-11-07","2005-11-07","<Null>","<Null>","<Null>","<Null>","CUCHULLIN HOUSE 10-11","<Null>","<Null>","<Null>","<Null>","<Null>","<Null>",11,"<Null>","<Null>","<Null>","CUCHULLIN HOUSE",84405493,1,"<Null>","<Null>","osgb1000002142002202",10,"osgb4000000003518228",5,"osgb1000038779425",3,"WEST ARGYLE STREET","<Null>","WEST ARGYLE STREET","<Null>","<Null>","<Null>","ULLAPOOL","HIGHLAND","ULLAPOOL","IV26 2TY","IV26 2TY","S","S","<Null>","2015-02-23","IV26","IV26 2",6,8,"osgb1000038779425",94.081183999999993,"Building",10021,"osgb1000038779425","<Null>","<Null>","<Null>",1.4,131.71365800000001,1,35216.156719999999,2]
[8,6,"Point",130081456,11818066,"I",2,"2011-06-03","CH","<Null>",212645,893958,1,9068,"2005-07-21","<Null>","2011-06-03","2005-07-21","<Null>","<Null>","<Null>","<Null>","WEST HOUSE","<Null>","<Null>","<Null>","<Null>","<Null>","<Null>","<Null>","<Null>","<Null>","<Null>","WEST HOUSE",84405493,1,"<Null>","Y","osgb1000002142002204",10,"osgb4000000003522832",5,"osgb1000038779461",4,"WEST ARGYLE STREET","<Null>","WEST ARGYLE STREET","<Null>","<Null>","<Null>","ULLAPOOL","HIGHLAND","ULLAPOOL","IV26 2TY","IV26 2TY","S","S","<Null>","2015-02-23","IV26","IV26 2",6,8,"osgb1000038779461",99.928016,"Building",10021,"osgb1000038779461","<Null>","<Null>","<Null>",1.4,139.89922200000001,1,34555.107932999999,1]
[3,17,"Point",130009539,11818171,"I","<Null>","<Null>","CH02","<Null>",213051,894191,1,9068,"2005-07-21","<Null>","2005-07-21","2005-07-21","<Null>","<Null>","<Null>","<Null>","<Null>","<Null>","<Null>","<Null>","<Null>","<Null>","<Null>",8,"<Null>","<Null>","<Null>","BEINN GHOBBLACH",84403832,1,"<Null>","<Null>","osgb1000002142081713",1,"osgb4000000003522824",7,"osgb1000038780380",4,"MILL STREET","<Null>","MILL STREET","<Null>","<Null>","<Null>","ULLAPOOL","HIGHLAND","ULLAPOOL","IV26 2UN","IV26 2UN","S","S","<Null>","2015-02-23","IV26","IV26 2",6,8,"osgb1000038780380",96.89,"Building",10021,"osgb1000038780380","<Null>","<Null>","<Null>",1.4,135.64599999999999,1,33504.561999999998,1]
[8,2,"Point",130081458,11818069,"I","<Null>","<Null>","C","<Null>",212536,893965,1,9068,"2005-07-21","<Null>","2005-07-21","2005-07-21","<Null>","<Null>","<Null>","<Null>","<Null>","<Null>","<Null>","<Null>","<Null>","<Null>","<Null>",18,"<Null>","<Null>","<Null>","<Null>",84405493,1,"<Null>","<Null>","osgb1000002142002194",10,"osgb4000000003522818",6,"osgb1000038779436",3,"WEST ARGYLE STREET","<Null>","WEST ARGYLE STREET","<Null>","<Null>","<Null>","ULLAPOOL","HIGHLAND","ULLAPOOL","IV26 2TY","IV26 2TY","S","S","<Null>","2015-02-23","IV26","IV26 2",6,8,"osgb1000038779436",95.448592000000005,"Building",10021,"osgb1000038779436","<Null>","<Null>","<Null>",1.4,133.628029,1,33006.123114000002,1]
[7,328,"Point",130085613,11818383,"I","<Null>","<Null>","RD","<Null>",212627,894354,1,9068,"2005-11-07","<Null>","2005-11-07","2005-11-07","<Null>","<Null>","<Null>","<Null>","FREE CHURCH MANSE","<Null>","<Null>","<Null>","<Null>","<Null>","<Null>","<Null>","<Null>","<Null>","<Null>","FREE CHURCH MANSE",84403823,1,"<Null>","<Null>","osgb1000002142002440",10,"osgb4000000003514723",6,"osgb1000038779757",5,"CASTLE TERRACE","<Null>","CASTLE TERRACE","<Null>","<Null>","<Null>","ULLAPOOL","HIGHLAND","ULLAPOOL","IV26 2XD","IV26 2XD","S","S","<Null>","2015-02-23","IV26","IV26 2",6,8,"osgb1000038779757",115.994992,"Building",10021,"osgb1000038779757","<Null>","<Null>","<Null>",1.4,162.392989,1,32452.585932000002,2]
[6,3,"Point",130064542,11818456,"I","<Null>","<Null>","C",130089488,212984,894791,1,9068,"2005-07-21","<Null>","2010-10-06","2005-07-21","<Null>","<Null>","<Null>","<Null>","DOLPHINSTON","<Null>",3,"<Null>","<Null>","<Null>","DOLPHINSTON","<Null>","<Null>","<Null>","<Null>","BROOMHILL",84403836,1,"<Null>","<Null>","osgb1000002142002707",14,"osgb4000000003522847",6,"osgb1000038780211",4,"NORTH ROAD","<Null>","NORTH ROAD","<Null>","<Null>","<Null>","ULLAPOOL","HIGHLAND","ULLAPOOL","IV26 2XL","IV26 2XL","S","S","<Null>","2015-02-23","IV26","IV26 2",6,8,"osgb1000038780211",89.103936000000004,"Building",10021,"osgb1000038780211","<Null>","<Null>","<Null>",1.4,124.74551,1,30812.141069000001,1]
[2,41,"Point",130009517,11818144,"I","<Null>","<Null>","CR","<Null>",212970,894021,1,9068,"2005-07-21","<Null>","2005-07-21","2005-07-21","<Null>","<Null>","<Null>","<Null>","<Null>","<Null>","<Null>","<Null>","<Null>","<Null>","<Null>",17,"<Null>","<Null>","<Null>","<Null>",84403845,1,"<Null>","<Null>","osgb1000002142002792",9,"osgb4000000003518226",8,"osgb1000038780140",4,"SHORE STREET","<Null>","SHORE STREET","<Null>","<Null>","<Null>","ULLAPOOL","HIGHLAND","ULLAPOOL","IV26 2UJ","IV26 2UJ","S","S","<Null>","2015-02-23","IV26","IV26 2",6,8,"osgb1000038780140",87.925920000000005,"Building",10021,"osgb1000038780140","<Null>","<Null>","<Null>",1.4,123.096288,1,30404.783135999998,1]
[3,66,"Point",130009564,11818190,"I",2,"2011-04-18","C","<Null>",212992,894122,1,9068,"2005-07-21","<Null>","2011-04-18","2005-07-21","<Null>","<Null>","<Null>","<Null>","<Null>","<Null>","<Null>","<Null>","<Null>","<Null>","<Null>",19,"<Null>","<Null>","<Null>","GLENALMOND",84403838,1,"<Null>","Y","osgb1000002142002779",12,"osgb4000000003518234",7,"osgb1000038779954",4,"PULTENEY STREET","<Null>","PULTENEY STREET","<Null>","<Null>","<Null>","ULLAPOOL","HIGHLAND","ULLAPOOL","IV26 2UP","IV26 2UP","S","S","<Null>","2015-02-23","IV26","IV26 2",6,8,"osgb1000038779954",89.439983999999995,"Building",10021,"osgb1000038779954","<Null>","<Null>","<Null>",1.4,125.21597800000001,1,30255.539279000001,2]
[8,20,"Point",130081467,11818074,"I","<Null>","<Null>","CH02","<Null>",212652,893988,1,9068,"2005-07-21","<Null>","2005-07-21","2005-07-21","<Null>","<Null>","<Null>","<Null>","<Null>","<Null>","<Null>","<Null>","<Null>","<Null>","<Null>",9,"<Null>","<Null>","<Null>","DUNVEGAN",84405493,1,"<Null>","<Null>","osgb1000002142081711",3,"osgb4000000003518228",5,"osgb1000038779426",3,"WEST ARGYLE STREET","<Null>","WEST ARGYLE STREET","<Null>","<Null>","<Null>","ULLAPOOL","HIGHLAND","ULLAPOOL","IV26 2TY","IV26 2TY","S","S","<Null>","2015-02-23","IV26","IV26 2",6,8,"osgb1000038779426",87.243151999999995,"Building",10021,"osgb1000038779426","<Null>","<Null>","<Null>",1.4,122.140413,1,30168.681961999999,1]
[1,67,"Point",130009733,11818407,"I","<Null>","<Null>","CH","<Null>",212897,894222,1,9068,"2005-07-21","<Null>","2005-07-21","2005-07-21","<Null>","<Null>","<Null>","<Null>","<Null>","<Null>","<Null>","<Null>","<Null>","<Null>","<Null>",14,"<Null>","<Null>","<Null>","EILEAN DONAN",84403831,1,"<Null>","<Null>","osgb1000002142002586",10,"osgb4000000003526806",5,"osgb1000038779913",5,"MARKET STREET","<Null>","MARKET STREET","<Null>","<Null>","<Null>","ULLAPOOL","HIGHLAND","ULLAPOOL","IV26 2XE","IV26 2XE","S","S","<Null>","2015-02-23","IV26","IV26 2",6,8,"osgb1000038779913",190.71199999999999,"Building",10021,"osgb1000038779913","<Null>","<Null>","<Null>",1.4,266.99680000000001,1,29780.925096999999,4]
[3,21,"Point",130119522,50334234,"I","<Null>","<Null>","CH02","<Null>",213291,894186,2,9068,"2006-12-11","<Null>","2006-12-11","2006-12-11","<Null>","<Null>","<Null>","<Null>","<Null>","<Null>","<Null>","<Null>","<Null>","<Null>","<Null>",12,"<Null>","<Null>","<Null>","<Null>",84409186,1,"<Null>","<Null>","osgb1000002142081716",1,"osgb4000000003547543",1,"osgb1000000293731585",2,"ROYAL PARK","ROYAL PARK","MILL STREET","<Null>","<Null>","<Null>","ULLAPOOL","HIGHLAND","ULLAPOOL","IV26 2XT","IV26 2XT","S","S","<Null>","2015-02-23","IV26","IV26 2",6,8,"osgb1000000293731585",85.930831999999995,"Building",10021,"osgb1000000293731585","<Null>","<Null>","<Null>",1.4,120.30316500000001,1,29714.881706,1]
[8,1,"Point",130145027,51982897,"I",2,"2010-08-05","C","<Null>",212693,893973,1,9068,"2010-04-08","<Null>","2010-08-05","2010-04-08","THE GALLERY CAFE","<Null>","<Null>","<Null>","<Null>","<Null>","<Null>","<Null>","<Null>","<Null>","<Null>","<Null>","<Null>","<Null>","<Null>","THE GALLERY CAFE",84405493,1,"<Null>","Y","osgb1000002142082237",3,"osgb4000000003518228",5,"osgb1000038779485",3,"WEST ARGYLE STREET","<Null>","WEST ARGYLE STREET","<Null>","<Null>","<Null>","ULLAPOOL","HIGHLAND","ULLAPOOL","IV26 2TY","IV26 2TY","S","S","<Null>","2015-02-23","IV26","IV26 2",6,8,"osgb1000038779485",171.300016,"Building",10021,"osgb1000038779485","<Null>","<Null>","<Null>",1.4,119.910011,2,29617.772765999998,1]
[8,59,"Point",130106822,11818060,"I",2,"2010-08-05","CR08","<Null>",212693,893973,1,9068,"2006-03-21","<Null>","2010-08-05","2006-03-21","NORTH WEST OUTDOORS LTD","<Null>","<Null>","<Null>","<Null>","<Null>","<Null>","<Null>","<Null>","<Null>","<Null>","<Null>","<Null>","<Null>","<Null>","NW OUTDOORS LTD",84405493,1,"<Null>","Y","osgb1000002142002207",13,"osgb4000000003518228",5,"osgb1000038779485",3,"WEST ARGYLE STREET","<Null>","WEST ARGYLE STREET","<Null>","<Null>","<Null>","ULLAPOOL","HIGHLAND","ULLAPOOL","IV26 2TY","IV26 2TY","S","S","<Null>","2015-02-23","IV26","IV26 2",6,8,"osgb1000038779485",171.300016,"Building",10021,"osgb1000038779485","<Null>","<Null>","<Null>",1.4,119.910011,2,29617.772765999998,1]
[3,10,"Point",130009538,11818170,"I","<Null>","<Null>","CH02","<Null>",213055,894181,1,9068,"2005-07-21","<Null>","2005-07-21","2005-07-21","<Null>","<Null>","<Null>","<Null>","<Null>","<Null>","<Null>","<Null>","<Null>","<Null>","<Null>",7,"<Null>","<Null>","<Null>","CARNFUNE",84403832,1,"<Null>","<Null>","osgb1000002142002911",9,"osgb4000000003522824",7,"osgb1000038780379",4,"MILL STREET","<Null>","MILL STREET","<Null>","<Null>","<Null>","ULLAPOOL","HIGHLAND","ULLAPOOL","IV26 2UN","IV26 2UN","S","S","<Null>","2015-02-23","IV26","IV26 2",6,8,"osgb1000038780379",84.434991999999994,"Building",10021,"osgb1000038780379","<Null>","<Null>","<Null>",1.4,118.208989,1,29197.620234000002,1]
[7,299,"Point",130009597,11818250,"I",2,"2012-11-09","RD","<Null>",212424,894293,1,9068,"2005-07-21","<Null>","2012-11-09","2005-07-21","<Null>","<Null>","<Null>","<Null>","SPINDRIFT","<Null>","<Null>","<Null>","<Null>","<Null>","<Null>","<Null>","<Null>","<Null>","<Null>","SPINDRIFT",84403850,1,"<Null>","Y","osgb1000002142002358",13,"osgb4000000003514720",9,"osgb1000038779809",4,"WEST TERRACE","<Null>","WEST TERRACE","<Null>","<Null>","<Null>","ULLAPOOL","HIGHLAND","ULLAPOOL","IV26 2UU","IV26 2UU","S","S","<Null>","2015-02-23","IV26","IV26 2",6,8,"osgb1000038779809",133.632544,"Building",10021,"osgb1000038779809","<Null>","<Null>","<Null>",1.4,187.08556200000001,1,28634.634645999999,2]
[3,15,"Point",130009735,11818409,"I","<Null>","<Null>","CH02","<Null>",212945,894228,1,9068,"2005-07-21","<Null>","2005-07-21","2005-07-21","<Null>","<Null>","<Null>","<Null>","<Null>","<Null>","<Null>","<Null>","<Null>","<Null>","<Null>",16,"<Null>","<Null>","<Null>","ARKLE",84403831,1,"<Null>","<Null>","osgb1000002142002764",12,"osgb4000000003518236",6,"osgb1000038779919",5,"MARKET STREET","<Null>","MARKET STREET","<Null>","<Null>","<Null>","ULLAPOOL","HIGHLAND","ULLAPOOL","IV26 2XE","IV26 2XE","S","S","<Null>","2015-02-23","IV26","IV26 2",6,8,"osgb1000038779919",81.845023999999995,"Building",10021,"osgb1000038779919","<Null>","<Null>","<Null>",1.4,114.583034,1,28302.009299000001,1]
[7,406,"Point",130124654,11818384,"I",2,"2012-10-09","RD02","<Null>",212598,894362,1,9068,"2007-02-13","<Null>","2012-10-09","2007-02-13","<Null>","<Null>","<Null>","<Null>","<Null>","<Null>","<Null>","<Null>","<Null>","<Null>","<Null>",1,"<Null>","<Null>","<Null>","<Null>",84403823,1,"<Null>","Y","osgb1000002142002441",9,"osgb4000000003514723",6,"osgb1000038779763",4,"CASTLE TERRACE","<Null>","CASTLE TERRACE","<Null>","<Null>","<Null>","ULLAPOOL","HIGHLAND","ULLAPOOL","IV26 2XD","IV26 2XD","S","S","<Null>","2015-02-23","IV26","IV26 2",6,8,"osgb1000038779763",127.15001599999999,"Building",10021,"osgb1000038779763","<Null>","<Null>","<Null>",1.4,178.01002199999999,1,28010.821581,1]
[3,279,"Point",130009742,11818420,"I","<Null>","<Null>","RD","<Null>",212940,894192,1,9068,"2005-07-21","<Null>","2005-07-21","2005-07-21","<Null>","<Null>","<Null>","<Null>","<Null>","<Null>","<Null>","<Null>","<Null>","<Null>","<Null>",26,"<Null>","<Null>","<Null>","BROOMVALE",84403831,1,"<Null>","<Null>","osgb1000002142002589",12,"osgb4000000003518236",6,"osgb1000038779936",5,"MARKET STREET","<Null>","MARKET STREET","<Null>","<Null>","<Null>","ULLAPOOL","HIGHLAND","ULLAPOOL","IV26 2XE","IV26 2XE","S","S","<Null>","2015-02-23","IV26","IV26 2",6,8,"osgb1000038779936",77.895520000000005,"Building",10021,"osgb1000038779936","<Null>","<Null>","<Null>",1.4,109.05372800000001,1,27543.791421999998,2]
[6,592,"Point",130128465,52019949,"I",2,"2010-05-17","RD","<Null>",213179,894457,1,9068,"2007-06-22","<Null>","2010-05-17","2007-06-22","<Null>","<Null>","<Null>","<Null>","GALASCAIG","<Null>","<Null>","<Null>","<Null>","<Null>","<Null>","<Null>","<Null>","<Null>","<Null>","GALASCAIG",84403832,1,"<Null>","Y","osgb1000002142082446",5,"osgb5000005138447738",1,"osgb5000005102070677",1,"MILL STREET","<Null>","MILL STREET","<Null>","<Null>","<Null>","ULLAPOOL","HIGHLAND","ULLAPOOL","IV26 2UN","IV26 2UN","S","S","<Null>","2015-02-23","IV26","IV26 2",6,8,"osgb5000005102070677",207.18806000000001,"Building",10021,"osgb5000005102070677","<Null>","<Null>","<Null>",1.4,290.06328400000001,1,27271.080614999999,2]
[2,14,"Point",130009518,11818146,"I","<Null>","<Null>","CH02","<Null>",212988,894027,1,9068,"2005-07-21","<Null>","2005-07-21","2005-07-21","<Null>","<Null>","<Null>","<Null>","<Null>","<Null>","<Null>","<Null>","<Null>","<Null>","<Null>",19,"<Null>","<Null>","<Null>","<Null>",84403845,1,"<Null>","<Null>","osgb1000002142002794",9,"osgb4000000003518226",8,"osgb1000038780146",4,"SHORE STREET","<Null>","SHORE STREET","<Null>","<Null>","<Null>","ULLAPOOL","HIGHLAND","ULLAPOOL","IV26 2UJ","IV26 2UJ","S","S","<Null>","2015-02-23","IV26","IV26 2",6,8,"osgb1000038780146",78.822912000000002,"Building",10021,"osgb1000038780146","<Null>","<Null>","<Null>",1.4,110.35207699999999,1,27256.96297,1]
[2,331,"Point",130081474,11818085,"I","<Null>","<Null>","RD","<Null>",212948,894062,1,9068,"2005-07-21","<Null>","2005-07-21","2005-07-21","<Null>","<Null>","<Null>","<Null>","<Null>","<Null>","<Null>","<Null>","<Null>","<Null>","<Null>",12,"<Null>","<Null>","<Null>","<Null>",84405494,1,"<Null>","<Null>","osgb1000002142002785",10,"osgb4000000003522833",5,"osgb1000038780157",4,"ARGYLE STREET","<Null>","ARGYLE STREET","<Null>","<Null>","<Null>","ULLAPOOL","HIGHLAND","ULLAPOOL","IV26 2UB","IV26 2UB","S","S","<Null>","2015-02-23","IV26","IV26 2",6,8,"osgb1000038780157",264.50499200000002,"Building",10021,"osgb1000038780157","<Null>","<Null>","<Null>",1.4,185.15349399999999,2,27160.173157000001,2]
[2,238,"Point",130009588,11818232,"I","<Null>","<Null>","RD","<Null>",212721,893895,1,9068,"2005-07-21","<Null>","2005-07-21","2005-07-21","<Null>","<Null>","<Null>","<Null>","<Null>","<Null>","<Null>","<Null>","<Null>","<Null>","<Null>",5,"<Null>","<Null>","<Null>","BAYVIEW",84403849,1,"<Null>","<Null>","osgb1000002142002217",9,"osgb4000000003522831",6,"osgb1000038779443",3,"WEST SHORE STREET","<Null>","WEST SHORE STREET","<Null>","<Null>","<Null>","ULLAPOOL","HIGHLAND","ULLAPOOL","IV26 2UR","IV26 2UR","S","S","<Null>","2015-02-23","IV26","IV26 2",6,8,"osgb1000038779443",103.96344000000001,"Building",10021,"osgb1000038779443","<Null>","<Null>","<Null>",1.4,145.54881599999999,1,26930.002197999998,2]
[2,281,"Point",130009524,11818143,"I","<Null>","<Null>","RD","<Null>",212961,894017,1,9068,"2005-07-21","<Null>","2005-07-21","2005-07-21","<Null>","<Null>","<Null>","<Null>","<Null>","<Null>","<Null>","<Null>","<Null>","<Null>","<Null>",16,"<Null>","<Null>","<Null>","<Null>",84403845,1,"<Null>","<Null>","osgb1000002142002791",9,"osgb4000000003518226",8,"osgb1000038780139",4,"SHORE STREET","<Null>","SHORE STREET","<Null>","<Null>","<Null>","ULLAPOOL","HIGHLAND","ULLAPOOL","IV26 2UJ","IV26 2UJ","S","S","<Null>","2015-02-23","IV26","IV26 2",6,8,"osgb1000038780139",88.206016000000005,"Building",10021,"osgb1000038780139","<Null>","<Null>","<Null>",1.4,123.488422,1,26650.382688999998,4]
[1,350,"Point",130081498,11818109,"I",2,"2013-06-07","RD","<Null>",212665,894319,1,9068,"2005-07-21","<Null>","2013-06-07","2005-07-21","<Null>","<Null>","<Null>","<Null>","<Null>","<Null>","<Null>","<Null>","<Null>","<Null>","<Null>",10,"<Null>","<Null>","<Null>","<Null>",84403839,1,"<Null>","Y","osgb1000002142002467",12,"osgb4000000003522826",6,"osgb1000038779750",4,"QUAY STREET","<Null>","QUAY STREET","<Null>","<Null>","<Null>","ULLAPOOL","HIGHLAND","ULLAPOOL","IV26 2UE","IV26 2UE","S","S","<Null>","2015-02-23","IV26","IV26 2",6,8,"osgb1000038779750",153.889984,"Building",10021,"osgb1000038779750","<Null>","<Null>","<Null>",1.4,107.722989,2,26452.948197000002,2]
[8,77,"Point",130009618,11818247,"I",2,"2011-01-31","RD","<Null>",212479,894070,1,9068,"2005-07-21","<Null>","2011-01-31","2005-07-21","<Null>","<Null>","<Null>","<Null>","<Null>","<Null>","<Null>","<Null>","<Null>","<Null>","<Null>",2,"<Null>","<Null>","<Null>","MANRAN MARA",84403850,1,"<Null>","Y","osgb1000002142002409",15,"osgb4000000003543294",5,"osgb1000038780034",5,"WEST TERRACE","<Null>","WEST TERRACE","<Null>","<Null>","<Null>","ULLAPOOL","HIGHLAND","ULLAPOOL","IV26 2UU","IV26 2UU","S","S","<Null>","2015-02-23","IV26","IV26 2",6,8,"osgb1000038780034",119.93504,"Building",10021,"osgb1000038780034","<Null>","<Null>","<Null>",1.4,167.90905599999999,1,26180.237390999999,2]
[4,13,"Point",130009681,11818428,"I","<Null>","<Null>","CH02","<Null>",212912,894246,1,9068,"2005-07-21","<Null>","2005-07-21","2005-07-21","<Null>","<Null>","<Null>","<Null>","<Null>","<Null>","<Null>","<Null>","<Null>","<Null>","<Null>",15,"<Null>","<Null>","<Null>","<Null>",84403824,1,"<Null>","<Null>","osgb1000002142002521",9,"osgb4000000003518237",5,"osgb1000038779925",4,"CUSTOM HOUSE STREET","<Null>","CUSTOM HOUSE STREET","<Null>","<Null>","<Null>","ULLAPOOL","HIGHLAND","ULLAPOOL","IV26 2XF","IV26 2XF","S","S","<Null>","2015-02-23","IV26","IV26 2",6,8,"osgb1000038779925",75.3,"Building",10021,"osgb1000038779925","<Null>","<Null>","<Null>",1.4,105.42,1,26038.74,1]
[1,393,"Point",130106823,11818403,"I","<Null>","<Null>","RD","<Null>",212760,894192,1,9068,"2006-03-21","<Null>","2008-03-26","2006-03-21","WESTLEA GUEST HOUSE","<Null>","<Null>","<Null>","<Null>","<Null>","<Null>","<Null>","<Null>","<Null>","<Null>",2,"<Null>","<Null>","<Null>","WESTLEA",84403831,1,"<Null>","<Null>","osgb1000002142002579",16,"osgb4000000003556369",1,"osgb1000038779997",5,"MARKET STREET","<Null>","MARKET STREET","<Null>","<Null>","<Null>","ULLAPOOL","HIGHLAND","ULLAPOOL","IV26 2XE","IV26 2XE","S","S","<Null>","2015-02-23","IV26","IV26 2",6,8,"osgb1000038779997",111.540848,"Building",10021,"osgb1000038779997","<Null>","<Null>","<Null>",1.4,156.15718699999999,1,25731.733493,4]
[6,593,"Point",130130739,28322249,"I",2,"2014-09-01","RD",130089488,212973,894872,1,9068,"2007-10-09","<Null>","2014-09-01","2007-10-09","<Null>","<Null>","<Null>","<Null>","7 BROOMHILL","<Null>",7,"<Null>","<Null>","<Null>","<Null>","<Null>","<Null>","<Null>","<Null>","BROOMHILL",84403836,1,"<Null>","Y","osgb1000002142073353",14,"osgb4000000003522847",6,"osgb1000000293701381",2,"NORTH ROAD","<Null>","NORTH ROAD","<Null>","<Null>","<Null>","ULLAPOOL","HIGHLAND","ULLAPOOL","IV26 2XL","IV26 2XL","S","S","<Null>","2015-02-23","IV26","IV26 2",6,8,"osgb1000000293701381",114.966688,"Building",10021,"osgb1000000293701381","<Null>","<Null>","<Null>",1.4,160.953363,1,25634.815778,2]
[2,397,"Point",130128499,11818223,"I",2,"2011-11-10","RD","<Null>",212755,893919,1,9068,"2007-06-27","<Null>","2011-11-10","2007-06-27","<Null>","<Null>","<Null>","<Null>","<Null>","<Null>","<Null>","<Null>","<Null>","<Null>","<Null>",2,"<Null>","<Null>","<Null>","CALEDONIAN MACBRAYNE",84403849,1,"<Null>","Y","osgb1000002142002264",9,"osgb4000000003522831",6,"osgb1000038779441",3,"WEST SHORE STREET","<Null>","WEST SHORE STREET","<Null>","<Null>","<Null>","ULLAPOOL","HIGHLAND","ULLAPOOL","IV26 2UR","IV26 2UR","S","S","<Null>","2015-02-23","IV26","IV26 2",6,8,"osgb1000038779441",115.253744,"Building",10021,"osgb1000038779441","<Null>","<Null>","<Null>",1.4,161.355242,1,25390.103448999998,1]
[3,285,"Point",130009563,11818189,"I","<Null>","<Null>","RD","<Null>",213020,894128,1,9068,"2005-07-21","<Null>","2005-07-21","2005-07-21","<Null>","<Null>","<Null>","<Null>","<Null>","<Null>","<Null>","<Null>","<Null>","<Null>","<Null>",18,"<Null>","<Null>","<Null>","CREAGAN HOUSE",84403838,1,"<Null>","<Null>","osgb1000002142002915",12,"osgb4000000003518234",7,"osgb1000038780368",4,"PULTENEY STREET","<Null>","PULTENEY STREET","<Null>","<Null>","<Null>","ULLAPOOL","HIGHLAND","ULLAPOOL","IV26 2UP","IV26 2UP","S","S","<Null>","2015-02-23","IV26","IV26 2",6,8,"osgb1000038780368",117.592496,"Building",10021,"osgb1000038780368","<Null>","<Null>","<Null>",1.4,164.62949399999999,1,25225.749569,2]
[2,26,"Point",130009519,11818140,"I","<Null>","<Null>","CI","<Null>",212927,894028,1,9068,"2005-07-21","<Null>","2005-07-21","2005-07-21","<Null>","<Null>","<Null>","<Null>","<Null>","<Null>","<Null>","<Null>","<Null>","<Null>","<Null>",13,"<Null>","<Null>","<Null>","<Null>",84403845,1,"<Null>","<Null>","osgb1000002142002760",10,"osgb4000000003518230",7,"osgb1000038780136",4,"SHORE STREET","<Null>","SHORE STREET","<Null>","<Null>","<Null>","ULLAPOOL","HIGHLAND","ULLAPOOL","IV26 2UJ","IV26 2UJ","S","S","<Null>","2015-02-23","IV26","IV26 2",6,8,"osgb1000038780136",72.697503999999995,"Building",10021,"osgb1000038780136","<Null>","<Null>","<Null>",1.4,101.776506,1,25138.796882999999,1]
[4,93,"Point",130009745,11818432,"I","<Null>","<Null>","RD","<Null>",212938,894295,1,9068,"2005-07-21","<Null>","2008-08-29","2005-07-21","<Null>","<Null>","<Null>","<Null>","<Null>","<Null>","<Null>","<Null>","<Null>","<Null>","<Null>",5,"<Null>","<Null>","<Null>","<Null>",84403824,1,"<Null>","<Null>","osgb1000002142002735",9,"osgb4000000003518237",5,"osgb1000038779912",4,"CUSTOM HOUSE STREET","<Null>","CUSTOM HOUSE STREET","<Null>","<Null>","<Null>","ULLAPOOL","HIGHLAND","ULLAPOOL","IV26 2XF","IV26 2XF","S","S","<Null>","2015-02-23","IV26","IV26 2",6,8,"osgb1000038779912",124.365008,"Building",10021,"osgb1000038779912","<Null>","<Null>","<Null>",1.4,174.11101099999999,1,25088.634526000002,2]
[4,513,"Point",130100312,11817852,"I","<Null>","<Null>","RD","<Null>",212977,894463,1,9068,"2006-01-12","<Null>","2006-05-08","2006-01-12","<Null>","<Null>","<Null>","<Null>","ACHMORE","<Null>","<Null>","<Null>","<Null>","<Null>","<Null>","<Null>","<Null>","<Null>","<Null>","ACHMORE",84403835,1,"<Null>","<Null>","osgb1000002142067724",10,"osgb4000000003518241",5,"osgb1000000293593119",2,"MOSS ROAD","<Null>","MOSS ROAD","<Null>","<Null>","<Null>","ULLAPOOL","HIGHLAND","ULLAPOOL","IV26 2TF","IV26 2TF","S","S","<Null>","2015-02-23","IV26","IV26 2",6,8,"osgb1000000293593119",178.35513599999999,"Building",10021,"osgb1000000293593119","<Null>","<Null>","<Null>",1.4,249.69719000000001,1,24816.683359999999,2]
[4,311,"Point",130009749,11818433,"I","<Null>","<Null>","RD","<Null>",212976,894303,1,9068,"2005-07-21","<Null>","2005-07-21","2005-07-21","<Null>","<Null>","<Null>","<Null>","<Null>","<Null>","<Null>","<Null>","<Null>","<Null>","<Null>",6,"<Null>","<Null>","<Null>","<Null>",84403824,1,"<Null>","<Null>","osgb1000002142002737",9,"osgb4000000003518237",5,"osgb1000038779708",4,"CUSTOM HOUSE STREET","<Null>","CUSTOM HOUSE STREET","<Null>","<Null>","<Null>","ULLAPOOL","HIGHLAND","ULLAPOOL","IV26 2XF","IV26 2XF","S","S","<Null>","2015-02-23","IV26","IV26 2",6,8,"osgb1000038779708",77.554975999999996,"Building",10021,"osgb1000038779708","<Null>","<Null>","<Null>",1.4,108.576966,1,24543.972554,2]
[8,352,"Point",130081464,"<Null>","I","<Null>","<Null>","RD","<Null>",212645,893958,1,9068,"2005-07-21","<Null>","2005-07-21","2005-07-21","<Null>","<Null>","<Null>","<Null>","<Null>","<Null>","<Null>","<Null>","<Null>","<Null>","<Null>",21,"<Null>","<Null>","<Null>","WEST HOUSE",84405493,1,"<Null>","<Null>","<Null>","<Null>","<Null>","<Null>","<Null>","<Null>","WEST ARGYLE STREET","<Null>","<Null>","<Null>","<Null>","<Null>","ULLAPOOL","HIGHLAND","<Null>","<Null>","IV26 2TY","<Null>","S","<Null>","<Null>","IV26","IV26 2",6,8,"<Null>","<Null>","<Null>","<Null>","<Null>","<Null>","<Null>","<Null>",1.4,"<Null>",1,24276.037644,4]
[2,11,"Point",130009528,11818152,"I","<Null>","<Null>","CH02","<Null>",213046,894043,1,9068,"2005-07-21","<Null>","2005-07-21","2005-07-21","<Null>","<Null>","<Null>","<Null>","<Null>","<Null>","<Null>","<Null>","<Null>","<Null>","<Null>",25,"<Null>","<Null>","<Null>","ST ENODOC",84403845,1,"<Null>","<Null>","osgb1000002142002924",9,"osgb4000000003518226",8,"osgb1000038780335",4,"SHORE STREET","<Null>","SHORE STREET","<Null>","<Null>","<Null>","ULLAPOOL","HIGHLAND","ULLAPOOL","IV26 2UJ","IV26 2UJ","S","S","<Null>","2015-02-23","IV26","IV26 2",6,8,"osgb1000038780335",70.131247999999999,"Building",10021,"osgb1000038780335","<Null>","<Null>","<Null>",1.4,98.183746999999997,1,24251.385558000002,1]
[3,48,"Point",130114385,11817707,"I","<Null>","<Null>","CR05","<Null>",213178,894077,1,9068,"2006-07-20","<Null>","2006-07-20","2006-07-20","LOCHBROOM FILLING STATION","<Null>","<Null>","<Null>","<Null>","<Null>","<Null>","<Null>","<Null>","<Null>","<Null>","<Null>","<Null>","<Null>","<Null>","LOCHBROOM FILLING STATION",84403827,1,"<Null>","Y","osgb1000002142002831",12,"osgb4000000003514732",8,"osgb1000038780390",4,"GARVE ROAD","<Null>","GARVE ROAD","<Null>","<Null>","<Null>","ULLAPOOL","HIGHLAND","ULLAPOOL","IV26 2SX","IV26 2SX","S","S","<Null>","2015-02-23","IV26","IV26 2",6,8,"osgb1000038780390",68.093487999999994,"Building",10021,"osgb1000038780390","<Null>","<Null>","<Null>",1.4,95.330883,1,23546.728149999999,1]
[6,598,"Point",130064540,11818460,"I","<Null>","<Null>","RD","<Null>",212974,894716,1,9068,"2005-07-21","<Null>","2005-07-21","2005-07-21","<Null>","<Null>","<Null>","<Null>","WILLOWBANK","<Null>","<Null>","<Null>","<Null>","<Null>","<Null>","<Null>","<Null>","<Null>","<Null>","WILLOWBANK",84403836,1,"<Null>","<Null>","osgb1000002142002709",11,"osgb4000000003518238",8,"osgb1000038780200",4,"NORTH ROAD","<Null>","NORTH ROAD","<Null>","<Null>","<Null>","ULLAPOOL","HIGHLAND","ULLAPOOL","IV26 2XL","IV26 2XL","S","S","<Null>","2015-02-23","IV26","IV26 2",6,8,"osgb1000038780200",97.160640000000001,"Building",10021,"osgb1000038780200","<Null>","<Null>","<Null>",1.4,136.02489600000001,1,23453.129328999999,2]
[6,616,"Point",130064541,11818458,"I","<Null>","<Null>","RD","<Null>",212962,894736,1,9068,"2005-07-21","<Null>","2005-07-21","2005-07-21","<Null>","<Null>","<Null>","<Null>","ROSSAL HOUSE","<Null>","<Null>","<Null>","<Null>","<Null>","<Null>","<Null>","<Null>","<Null>","<Null>","ROSSAL",84403836,1,"<Null>","<Null>","osgb1000002142002706",12,"osgb4000000003518238",8,"osgb1000038780199",4,"NORTH ROAD","<Null>","NORTH ROAD","<Null>","<Null>","<Null>","ULLAPOOL","HIGHLAND","ULLAPOOL","IV26 2XL","IV26 2XL","S","S","<Null>","2015-02-23","IV26","IV26 2",6,8,"osgb1000038780199",115.289872,"Building",10021,"osgb1000038780199","<Null>","<Null>","<Null>",1.4,161.405821,1,23453.129328999999,2]
[1,9,"Point",130009619,11818270,"I","<Null>","<Null>","CH02","<Null>",212909,894180,1,9068,"2005-07-21","<Null>","2005-07-21","2005-07-21","<Null>","<Null>","<Null>","<Null>","ARDMAIR HOUSE","<Null>","<Null>","<Null>","<Null>","<Null>","<Null>","<Null>","<Null>","<Null>","<Null>","ARDMAIR HOUSE",84403830,1,"<Null>","<Null>","osgb5000005114845052",2,"osgb4000000003522835",5,"osgb1000038779938",4,"LADYSMITH STREET","<Null>","LADYSMITH STREET","<Null>","<Null>","<Null>","ULLAPOOL","HIGHLAND","ULLAPOOL","IV26 2UW","IV26 2UW","S","S","<Null>","2015-02-23","IV26","IV26 2",6,8,"osgb1000038779938",66.593487999999994,"Building",10021,"osgb1000038779938","<Null>","<Null>","<Null>",1.4,93.230883000000006,1,23028.028149999998,1]
[4,567,"Point",130123658,11818437,"I","<Null>","<Null>","RD","<Null>",212824,894464,1,9068,"2007-01-17","<Null>","2007-01-17","2007-01-17","<Null>","<Null>","<Null>","<Null>","<Null>","<Null>","<Null>","<Null>","<Null>","<Null>","<Null>",1,"<Null>","<Null>","<Null>","MILLVIEW",84403840,1,"<Null>","<Null>","osgb1000002142002422",9,"osgb4000000003522842",5,"osgb1000038779696",4,"RIVERSIDE TERRACE","<Null>","RIVERSIDE TERRACE","<Null>","<Null>","<Null>","ULLAPOOL","HIGHLAND","ULLAPOOL","IV26 2XG","IV26 2XG","S","S","<Null>","2015-02-23","IV26","IV26 2",6,8,"osgb1000038779696",155.66502399999999,"Building",10021,"osgb1000038779696","<Null>","<Null>","<Null>",1.4,217.93103400000001,1,22907.707717000001,2]
[6,546,"Point",130115111,51604404,"I","<Null>","<Null>","RD",130089488,213012,894817,1,9068,"2006-08-11","<Null>","2006-08-11","2006-08-11","<Null>","<Null>","<Null>","<Null>","5 BROOMHILL","HEATHERBANK HOUSE",5,"<Null>","<Null>","<Null>","HEATHERBANK HOUSE","<Null>","<Null>","<Null>","<Null>","BROOMHILL",84403836,1,"<Null>","Y","osgb1000002142080511",3,"osgb4000000003522847",6,"osgb1000000293763666",1,"NORTH ROAD","<Null>","NORTH ROAD","<Null>","<Null>","<Null>","ULLAPOOL","HIGHLAND","ULLAPOOL","IV26 2XL","IV26 2XL","S","S","<Null>","2015-02-23","IV26","IV26 2",6,8,"osgb1000000293763666",108.655552,"Building",10021,"osgb1000000293763666","<Null>","<Null>","<Null>",1.4,152.117773,1,22771.352314,2]
[7,250,"Point",130009710,11818385,"I","<Null>","<Null>","RD","<Null>",212572,894363,1,9068,"2005-07-21","<Null>","2005-07-21","2005-07-21","<Null>","<Null>","<Null>","<Null>","<Null>","<Null>","<Null>","<Null>","<Null>","<Null>","<Null>",2,"<Null>","<Null>","<Null>","RIVERVIEW",84403823,1,"<Null>","<Null>","osgb1000002142002442",9,"osgb4000000003514723",6,"osgb1000038779764",4,"CASTLE TERRACE","<Null>","CASTLE TERRACE","<Null>","<Null>","<Null>","ULLAPOOL","HIGHLAND","ULLAPOOL","IV26 2XD","IV26 2XD","S","S","<Null>","2015-02-23","IV26","IV26 2",6,8,"osgb1000038779764",200.45500799999999,"Building",10021,"osgb1000038779764","<Null>","<Null>","<Null>",1.4,280.63701099999997,1,22634.996910999998,2]
[6,581,"Point",130125682,27498343,"I","<Null>","<Null>","RD","<Null>",212984,894687,1,9068,"2007-03-13","<Null>","2007-03-13","2007-03-13","<Null>","<Null>","<Null>","<Null>","5 BROOMBANK","<Null>","<Null>","<Null>","<Null>","<Null>","<Null>",5,"<Null>","<Null>","<Null>","DACAMA HOUSE",84412217,1,"<Null>","<Null>","osgb1000002142070928",12,"osgb4000000003546269",1,"osgb1000000293701379",2,"BROOMBANK","<Null>","NORTH ROAD","<Null>","<Null>","<Null>","ULLAPOOL","HIGHLAND","ULLAPOOL","IV26 2XL","IV26 2XL","S","S","<Null>","2015-02-23","IV26","IV26 2",6,8,"osgb1000000293701379",104.57619200000001,"Building",10021,"osgb1000000293701379","<Null>","<Null>","<Null>",1.4,146.40666899999999,1,22362.286104999999,2]
[2,120,"Point",130009591,11818241,"I","<Null>","<Null>","RD","<Null>",212660,893923,1,9068,"2005-07-21","<Null>","2005-07-21","2005-07-21","<Null>","<Null>","<Null>","<Null>","<Null>","<Null>","<Null>","<Null>","<Null>","<Null>","<Null>",4,"<Null>","<Null>","<Null>","<Null>",84403848,1,"<Null>","<Null>","osgb1000002142002224",8,"osgb4000000003522832",5,"osgb1000038779459",3,"WEST LANE","<Null>","WEST LANE","<Null>","<Null>","<Null>","ULLAPOOL","HIGHLAND","ULLAPOOL","IV26 2UT","IV26 2UT","S","S","<Null>","2015-02-23","IV26","IV26 2",6,8,"osgb1000038779459",114.10049600000001,"Building",10021,"osgb1000038779459","<Null>","<Null>","<Null>",1.4,159.74069399999999,1,22225.930702000001,2]
[2,386,"Point",130105881,11818235,"I","<Null>","<Null>","RD","<Null>",212667,893858,1,9068,"2006-01-20","<Null>","2006-01-20","2006-01-20","<Null>","<Null>","<Null>","<Null>","<Null>","<Null>","<Null>","<Null>","<Null>","<Null>","<Null>",8,"<Null>","<Null>","<Null>","<Null>",84403849,1,"<Null>","<Null>","osgb1000002142002214",10,"osgb4000000003514721",7,"osgb1000038779389",3,"WEST SHORE STREET","<Null>","WEST SHORE STREET","<Null>","<Null>","<Null>","ULLAPOOL","HIGHLAND","ULLAPOOL","IV26 2UR","IV26 2UR","S","M","<Null>","2015-02-23","IV26","IV26 2",6,8,"osgb1000038779389",99.510015999999993,"Building",10021,"osgb1000038779389","<Null>","<Null>","<Null>",1.4,139.31402199999999,1,21921.800652999998,1]
[3,506,"Point",130081512,11818576,"I","<Null>","<Null>","RD","<Null>",213292,894258,1,9068,"2005-07-21","<Null>","2005-07-21","2005-07-21","<Null>","<Null>","<Null>","<Null>","<Null>","<Null>","<Null>","<Null>","<Null>","<Null>","<Null>",7,"<Null>","<Null>","<Null>","THE PORT HOUSE",84409186,1,"<Null>","<Null>","osgb1000002142002842",11,"osgb4000000003529236",5,"osgb1000038780449",4,"ROYAL PARK","ROYAL PARK","MILL STREET","<Null>","<Null>","<Null>","ULLAPOOL","HIGHLAND","ULLAPOOL","IV26 2XT","IV26 2XT","S","S","<Null>","2015-02-23","IV26","IV26 2",6,8,"osgb1000038780449",88.948496000000006,"Building",10021,"osgb1000038780449","<Null>","<Null>","<Null>",1.4,124.527894,1,21680.509088999999,2]
[3,508,"Point",130081513,11818569,"I","<Null>","<Null>","RD","<Null>",213300,894241,1,9068,"2005-07-21","<Null>","2005-07-21","2005-07-21","<Null>","<Null>","<Null>","<Null>","TONGEREN","<Null>","<Null>","<Null>","<Null>","<Null>","<Null>",8,"<Null>","<Null>","<Null>","TONGEREN",84409186,1,"<Null>","<Null>","osgb1000002142002843",11,"osgb4000000003529267",5,"osgb1000038780450",4,"ROYAL PARK","ROYAL PARK","MILL STREET","<Null>","<Null>","<Null>","ULLAPOOL","HIGHLAND","ULLAPOOL","IV26 2XT","IV26 2XT","S","S","<Null>","2015-02-23","IV26","IV26 2",6,8,"osgb1000038780450",88.936048,"Building",10021,"osgb1000038780450","<Null>","<Null>","<Null>",1.4,124.51046700000001,1,21680.509088999999,2]
[8,172,"Point",130009678,11818315,"I","<Null>","<Null>","RD","<Null>",212594,894088,1,9068,"2005-07-21","<Null>","2005-07-21","2005-07-21","<Null>","<Null>","<Null>","<Null>","<Null>","<Null>","<Null>","<Null>","<Null>","<Null>","<Null>",20,"<Null>","<Null>","<Null>","SEAFORTH HOUSE",84403844,1,"<Null>","<Null>","osgb1000002142002552",13,"osgb4000000003518225",9,"osgb1000038780052",4,"SEAFORTH ROAD","<Null>","SEAFORTH ROAD","<Null>","<Null>","<Null>","ULLAPOOL","HIGHLAND","ULLAPOOL","IV26 2UY","IV26 2UY","S","S","<Null>","2015-02-23","IV26","IV26 2",6,8,"osgb1000038780052",160.1,"Building",10021,"osgb1000038780052","<Null>","<Null>","<Null>",1.4,224.14,1,21680.509088999999,2]
[8,33,"Point",130081461,11818072,"I","<Null>","<Null>","CO","<Null>",212711,893976,1,9068,"2005-07-21","<Null>","2005-07-21","2005-07-21","<Null>","<Null>","<Null>","<Null>","<Null>","<Null>","<Null>","<Null>","<Null>","<Null>","<Null>",24,"<Null>","<Null>","<Null>","<Null>",84405493,1,"<Null>","<Null>","osgb1000002142002210",10,"osgb4000000003518228",5,"osgb1000038779486",3,"WEST ARGYLE STREET","<Null>","WEST ARGYLE STREET","<Null>","<Null>","<Null>","ULLAPOOL","HIGHLAND","ULLAPOOL","IV26 2TY","IV26 2TY","S","S","<Null>","2015-02-23","IV26","IV26 2",6,8,"osgb1000038779486",62.296528000000002,"Building",10021,"osgb1000038779486","<Null>","<Null>","<Null>",1.4,87.215138999999994,1,21542.139382000001,1]
[7,197,"Point",130009605,11818264,"I",2,"2013-06-04","RD","<Null>",212393,894365,1,9068,"2005-07-21","<Null>","2013-06-04","2005-07-21","<Null>","<Null>","<Null>","<Null>","<Null>","<Null>","<Null>","<Null>","<Null>","<Null>","<Null>",28,"<Null>","<Null>","<Null>","<Null>",84403850,1,"<Null>","Y","osgb1000002142002341",12,"osgb4000000003514720",9,"osgb1000038779797",4,"WEST TERRACE","<Null>","WEST TERRACE","<Null>","<Null>","<Null>","ULLAPOOL","HIGHLAND","ULLAPOOL","IV26 2UU","IV26 2UU","S","S","<Null>","2015-02-23","IV26","IV26 2",6,8,"osgb1000038779797",57.46,"Building",10021,"osgb1000038779797","<Null>","<Null>","<Null>",1.4,80.444000000000003,1,21539.595845,2]
[4,509,"Point",130081509,11818442,"I","<Null>","<Null>","RD","<Null>",212907,894558,1,9068,"2005-07-21","<Null>","2005-07-21","2005-07-21","<Null>","<Null>","<Null>","<Null>","<Null>","<Null>","<Null>","<Null>","<Null>","<Null>","<Null>",6,"<Null>","<Null>","<Null>","DENE COTTAGE",84403840,1,"<Null>","<Null>","osgb1000002142002419",9,"osgb4000000003522842",5,"osgb1000038779661",4,"RIVERSIDE TERRACE","<Null>","RIVERSIDE TERRACE","<Null>","<Null>","<Null>","ULLAPOOL","HIGHLAND","ULLAPOOL","IV26 2XG","IV26 2XG","S","S","<Null>","2015-02-23","IV26","IV26 2",6,8,"osgb1000038779661",139.105008,"Building",10021,"osgb1000038779661","<Null>","<Null>","<Null>",1.4,194.74701099999999,1,21271.442879999999,2]
[2,325,"Point",130081482,11818084,"I","<Null>","<Null>","RD","<Null>",212924,894049,1,9068,"2005-07-21","<Null>","2005-07-21","2005-07-21","<Null>","<Null>","<Null>","<Null>","<Null>","<Null>","<Null>","<Null>","<Null>","<Null>","<Null>",10,"<Null>","<Null>","<Null>","ROCKFIELD COTTAGE",84405494,1,"<Null>","<Null>","osgb1000002142002617",9,"osgb4000000003518230",7,"osgb1000038780124",4,"ARGYLE STREET","<Null>","ARGYLE STREET","<Null>","<Null>","<Null>","ULLAPOOL","HIGHLAND","ULLAPOOL","IV26 2UB","IV26 2UB","S","S","<Null>","2015-02-23","IV26","IV26 2",6,8,"osgb1000038780124",98.425008000000005,"Building",10021,"osgb1000038780124","<Null>","<Null>","<Null>",1.4,137.79501099999999,1,21135.087477000001,2]
[4,414,"Point",130009531,11818162,"I","<Null>","<Null>","RD","<Null>",212984,894331,1,9068,"2005-07-21","<Null>","2005-07-21","2005-07-21","<Null>","<Null>","<Null>","<Null>","REUL-NA-MAIDNE","<Null>","<Null>","<Null>","<Null>","<Null>","<Null>","<Null>","<Null>","<Null>","<Null>","RUEL NA MAIDNE",84403832,1,"<Null>","<Null>","osgb1000002142002732",10,"osgb4000000003522825",6,"osgb1000038779707",4,"MILL STREET","<Null>","MILL STREET","<Null>","<Null>","<Null>","ULLAPOOL","HIGHLAND","ULLAPOOL","IV26 2UN","IV26 2UN","S","S","<Null>","2015-02-23","IV26","IV26 2",6,8,"osgb1000038779707",42.513624999999998,"Building",10021,"osgb1000038779707","<Null>","<Null>","<Null>",1.4,59.519075000000001,1,20998.732074,2]
[3,18,"Point",130009738,11818413,"I","<Null>","<Null>","CH02","<Null>",212990,894240,1,9068,"2005-07-21","<Null>","2005-07-21","2005-07-21","<Null>","<Null>","<Null>","<Null>","<Null>","<Null>","<Null>","<Null>","<Null>","<Null>","<Null>",20,"<Null>","<Null>","<Null>","ARDVRECK HOUSE",84403831,1,"<Null>","<Null>","osgb1000002142002742",12,"osgb4000000003518236",6,"osgb1000038779923",4,"MARKET STREET","<Null>","MARKET STREET","<Null>","<Null>","<Null>","ULLAPOOL","HIGHLAND","ULLAPOOL","IV26 2XE","IV26 2XE","S","S","<Null>","2015-02-23","IV26","IV26 2",6,8,"osgb1000038779923",60.180016000000002,"Building",10021,"osgb1000038779923","<Null>","<Null>","<Null>",1.4,84.252021999999997,1,20810.249532999998,1]
[3,79,"Point",130009566,11818194,"I","<Null>","<Null>","RD","<Null>",212968,894117,1,9068,"2005-07-21","<Null>","2005-07-21","2005-07-21","<Null>","<Null>","<Null>","<Null>","<Null>","<Null>","<Null>","<Null>","<Null>","<Null>","<Null>",21,"<Null>","<Null>","<Null>","TANERA HOUSE",84403838,1,"<Null>","<Null>","osgb1000002142002781",12,"osgb4000000003518234",7,"osgb1000038779957",4,"PULTENEY STREET","<Null>","PULTENEY STREET","<Null>","<Null>","<Null>","ULLAPOOL","HIGHLAND","ULLAPOOL","IV26 2UP","IV26 2UP","S","S","<Null>","2015-02-23","IV26","IV26 2",6,8,"osgb1000038779957",114.75,"Building",10021,"osgb1000038779957","<Null>","<Null>","<Null>",1.4,160.65,1,20485.215347000001,2]
[4,507,"Point",130081507,11818440,"I","<Null>","<Null>","RD","<Null>",212876,894521,1,9068,"2005-07-21","<Null>","2005-07-21","2005-07-21","<Null>","<Null>","<Null>","<Null>","<Null>","<Null>","<Null>","<Null>","<Null>","<Null>","<Null>",4,"<Null>","<Null>","<Null>","<Null>",84403840,1,"<Null>","<Null>","osgb1000002142002424",9,"osgb4000000003522842",5,"osgb1000038779657",4,"RIVERSIDE TERRACE","<Null>","RIVERSIDE TERRACE","<Null>","<Null>","<Null>","ULLAPOOL","HIGHLAND","ULLAPOOL","IV26 2XG","IV26 2XG","S","S","<Null>","2015-02-23","IV26","IV26 2",6,8,"osgb1000038779657",124.225008,"Building",10021,"osgb1000038779657","<Null>","<Null>","<Null>",1.4,173.91501099999999,1,20453.310462000001,2]
[1,91,"Point",130009731,11818424,"I","<Null>","<Null>","RD","<Null>",212846,894211,1,9068,"2005-07-21","<Null>","2005-07-21","2005-07-21","<Null>","<Null>","<Null>","<Null>","<Null>","<Null>","<Null>","<Null>","<Null>","<Null>","<Null>",9,"<Null>","<Null>","<Null>","GLEN HOUSE",84403831,1,"<Null>","<Null>","osgb1000002142002582",15,"osgb4000000003551214",4,"osgb1000038779895",4,"MARKET STREET","<Null>","MARKET STREET","<Null>","<Null>","<Null>","ULLAPOOL","HIGHLAND","ULLAPOOL","IV26 2XE","IV26 2XE","S","S","<Null>","2015-02-23","IV26","IV26 2",6,8,"osgb1000038779895",130.21998400000001,"Building",10021,"osgb1000038779895","<Null>","<Null>","<Null>",1.4,182.30797799999999,1,20432.420357999999,2]
[8,43,"Point",130088604,11818052,"I","<Null>","<Null>","CR",130089519,212714,894008,1,9068,"2005-11-07","<Null>","2009-09-11","2005-11-07","ARTWORKS","Art Works","<Null>","<Null>","<Null>","<Null>",6,"<Null>","<Null>","<Null>","<Null>","<Null>","<Null>","<Null>","<Null>","CALEDONIAN BUILDING",84405493,1,"<Null>","Y","osgb1000002142002212",12,"osgb4000000003518228",5,"osgb1000038780090",7,"WEST ARGYLE STREET","<Null>","WEST ARGYLE STREET","<Null>","<Null>","<Null>","ULLAPOOL","HIGHLAND","ULLAPOOL","IV26 2TY","IV26 2TY","S","S","<Null>","2015-02-23","IV26","IV26 2",6,8,"osgb1000038780090",59.014767999999997,"Building",10021,"osgb1000038780090","<Null>","<Null>","<Null>",1.4,82.620675000000006,1,20407.306774000001,1]
[2,329,"Point",130085709,11818080,"I","<Null>","<Null>","RD","<Null>",212825,894030,1,9068,"2005-11-07","<Null>","2005-11-07","2005-11-07","<Null>","<Null>","<Null>","<Null>","<Null>","<Null>","<Null>","<Null>","<Null>","<Null>","<Null>",3,"<Null>","<Null>","<Null>","ROSELYNN",84405494,1,"<Null>","<Null>","osgb1000002142002754",10,"osgb4000000003518230",7,"osgb1000038780113",4,"ARGYLE STREET","<Null>","ARGYLE STREET","<Null>","<Null>","<Null>","ULLAPOOL","HIGHLAND","ULLAPOOL","IV26 2UB","IV26 2UB","S","S","<Null>","2015-02-23","IV26","IV26 2",6,8,"osgb1000038780113",103.40998399999999,"Building",10021,"osgb1000038780113","<Null>","<Null>","<Null>",1.4,144.773978,1,20331.768040999999,2]
[4,437,"Point",130009440,11817858,"I","<Null>","<Null>","RD","<Null>",212931,894517,1,9068,"2005-07-21","<Null>","2005-07-21","2005-07-21","<Null>","<Null>","<Null>","<Null>","THE KIST","<Null>","<Null>","<Null>","<Null>","<Null>","<Null>","<Null>","<Null>","<Null>","<Null>","THE KIST",84403835,1,"<Null>","<Null>","osgb1000002142002425",10,"osgb4000000003518241",5,"osgb1000038779665",5,"MOSS ROAD","<Null>","MOSS ROAD","<Null>","<Null>","<Null>","ULLAPOOL","HIGHLAND","ULLAPOOL","IV26 2TF","IV26 2TF","S","S","<Null>","2015-02-23","IV26","IV26 2",6,8,"osgb1000038779665",138.56,"Building",10021,"osgb1000038779665","<Null>","<Null>","<Null>",1.4,193.98400000000001,1,20316.955058,2]
[6,568,"Point",130137944,52404980,"I",2,"2010-11-23","RD","<Null>",213068,894577,2,9068,"2008-10-13","<Null>","2010-11-23","2008-10-13","<Null>","<Null>","<Null>","<Null>","RATHLIN","<Null>","<Null>","<Null>","<Null>","<Null>","<Null>","<Null>","<Null>","<Null>","<Null>","RATHLIN",84403836,1,"<Null>","Y","osgb5000005100017703",2,"osgb4000000003535162",5,"osgb1000000293904805",1,"NORTH ROAD","<Null>","NORTH ROAD","<Null>","<Null>","<Null>","ULLAPOOL","HIGHLAND","ULLAPOOL","IV26 2XL","IV26 2XL","S","S","<Null>","2015-02-23","IV26","IV26 2",6,8,"osgb1000000293904805",89.398240000000001,"Building",10021,"osgb1000000293904805","<Null>","<Null>","<Null>",1.4,125.15753599999999,1,20044.244252,2]
[2,334,"Point",130081479,11818091,"I","<Null>","<Null>","RD","<Null>",212816,894026,1,9068,"2005-07-21","<Null>","2005-07-21","2005-07-21","<Null>","<Null>","<Null>","<Null>","<Null>","<Null>","<Null>","<Null>","<Null>","<Null>","<Null>",2,"<Null>","<Null>","<Null>","<Null>",84405494,1,"<Null>","<Null>","osgb1000002142002758",9,"osgb4000000003518230",7,"osgb1000038780111",4,"ARGYLE STREET","<Null>","ARGYLE STREET","<Null>","<Null>","<Null>","ULLAPOOL","HIGHLAND","ULLAPOOL","IV26 2UB","IV26 2UB","S","S","<Null>","2015-02-23","IV26","IV26 2",6,8,"osgb1000038780111",103.026,"Building",10021,"osgb1000038780111","<Null>","<Null>","<Null>",1.4,144.2364,1,20029.811089999999,2]
[3,540,"Point",130119523,50334235,"I","<Null>","<Null>","RD","<Null>",213280,894169,2,9068,"2006-12-11","<Null>","2006-12-11","2006-12-11","<Null>","<Null>","<Null>","<Null>","<Null>","<Null>","<Null>","<Null>","<Null>","<Null>","<Null>",13,"<Null>","<Null>","<Null>","GLAS BHEINN",84409186,1,"<Null>","<Null>","osgb1000002142076118",6,"osgb4000000003547543",1,"osgb1000000293731598",2,"ROYAL PARK","ROYAL PARK","MILL STREET","<Null>","<Null>","<Null>","ULLAPOOL","HIGHLAND","ULLAPOOL","IV26 2XT","IV26 2XT","S","S","<Null>","2015-02-23","IV26","IV26 2",6,8,"osgb1000000293731598",83.298079999999999,"Building",10021,"osgb1000000293731598","<Null>","<Null>","<Null>",1.4,116.617312,1,19907.888848999999,2]
[3,554,"Point",130119521,50334233,"I","<Null>","<Null>","RD","<Null>",213277,894192,2,9068,"2006-12-11","<Null>","2006-12-11","2006-12-11","<Null>","<Null>","<Null>","<Null>","<Null>","<Null>","<Null>","<Null>","<Null>","<Null>","<Null>",11,"<Null>","<Null>","<Null>","<Null>",84409186,1,"<Null>","<Null>","osgb1000002142081715",1,"osgb4000000003547543",1,"osgb1000000293731586",2,"ROYAL PARK","ROYAL PARK","MILL STREET","<Null>","<Null>","<Null>","ULLAPOOL","HIGHLAND","ULLAPOOL","IV26 2XT","IV26 2XT","S","S","<Null>","2015-02-23","IV26","IV26 2",6,8,"osgb1000000293731586",88.614992000000001,"Building",10021,"osgb1000000293731586","<Null>","<Null>","<Null>",1.4,124.06098900000001,1,19907.888848999999,2]
[3,566,"Point",130119520,50334232,"I","<Null>","<Null>","RD","<Null>",213263,894195,2,9068,"2006-12-11","<Null>","2006-12-11","2006-12-11","<Null>","<Null>","<Null>","<Null>","<Null>","<Null>","<Null>","<Null>","<Null>","<Null>","<Null>",10,"<Null>","<Null>","<Null>","TAIGH AM BUTHAID",84409186,1,"<Null>","<Null>","osgb1000002142076121",6,"osgb4000000003529235",7,"osgb1000000293731587",2,"ROYAL PARK","ROYAL PARK","MILL STREET","<Null>","<Null>","<Null>","ULLAPOOL","HIGHLAND","ULLAPOOL","IV26 2XT","IV26 2XT","S","S","<Null>","2015-02-23","IV26","IV26 2",6,8,"osgb1000000293731587",90.533296000000007,"Building",10021,"osgb1000000293731587","<Null>","<Null>","<Null>",1.4,126.74661399999999,1,19907.888848999999,2]
[2,341,"Point",130081496,11818107,"I","<Null>","<Null>","RD","<Null>",212784,894083,1,9068,"2005-07-21","<Null>","2005-07-21","2005-07-21","<Null>","<Null>","<Null>","<Null>","ROSSLYN COTTAGE","<Null>","<Null>","<Null>","<Null>","<Null>","<Null>","<Null>","<Null>","<Null>","<Null>","ROSSLYN COTTAGE",84403839,1,"<Null>","<Null>","osgb1000002142002604",13,"osgb4000000003518231",9,"osgb1000038780096",4,"QUAY STREET","<Null>","QUAY STREET","<Null>","<Null>","<Null>","ULLAPOOL","HIGHLAND","ULLAPOOL","IV26 2UE","IV26 2UE","S","S","<Null>","2015-02-23","IV26","IV26 2",6,8,"osgb1000038780096",81.880015999999998,"Building",10021,"osgb1000038780096","<Null>","<Null>","<Null>",1.4,114.63202200000001,1,19901.942371000001,4]
[1,320,"Point",130085814,50251958,"I","<Null>","<Null>","RD","<Null>",212869,894211,1,9068,"2005-11-07","<Null>","2005-11-07","2005-11-07","<Null>","<Null>","<Null>","<Null>","<Null>","<Null>","<Null>","<Null>","<Null>","<Null>","<Null>",11,"<Null>","<Null>","<Null>","<Null>",84403831,1,"<Null>","Y","osgb1000002142075439",10,"osgb4000000003551214",4,"osgb1000038779897",4,"MARKET STREET","<Null>","MARKET STREET","<Null>","<Null>","<Null>","ULLAPOOL","HIGHLAND","ULLAPOOL","IV26 2XE","IV26 2XE","S","S","<Null>","2015-02-23","IV26","IV26 2",6,8,"osgb1000038779897",92.574960000000004,"Building",10021,"osgb1000038779897","<Null>","<Null>","<Null>",1.4,129.60494399999999,1,19771.533446000001,2]
[4,394,"Point",130137022,11818431,"I","<Null>","<Null>","RD","<Null>",212930,894290,1,9068,"2008-08-29","<Null>","2008-08-29","2008-08-29","<Null>","<Null>","<Null>","<Null>","<Null>","<Null>","<Null>","<Null>","<Null>","<Null>","<Null>",4,"<Null>","<Null>","<Null>","<Null>",84403824,1,"<Null>","<Null>","osgb1000002142002520",9,"osgb4000000003518237",5,"osgb1000038779911",4,"CUSTOM HOUSE STREET","<Null>","CUSTOM HOUSE STREET","<Null>","<Null>","<Null>","ULLAPOOL","HIGHLAND","ULLAPOOL","IV26 2XF","IV26 2XF","S","S","<Null>","2015-02-23","IV26","IV26 2",6,8,"osgb1000038779911",60.93,"Building",10021,"osgb1000038779911","<Null>","<Null>","<Null>",1.4,85.302000000000007,1,19771.533446000001,2]
[2,346,"Point",130088369,51714858,"I","<Null>","<Null>","RD",130090904,212853,894034,1,9068,"2005-11-07","<Null>","2009-06-25","2005-11-07","<Null>","<Null>","<Null>","<Null>","<Null>","FLAT","<Null>","<Null>","<Null>","<Null>","CAMPBELL FLAT",6,"<Null>","<Null>","<Null>","<Null>",84405494,1,"<Null>","Y","osgb1000002142080873",2,"osgb4000000003518230",7,"osgb1000038780116",5,"ARGYLE STREET","<Null>","ARGYLE STREET","<Null>","<Null>","<Null>","ULLAPOOL","HIGHLAND","ULLAPOOL","IV26 2UB","IV26 2UB","S","C","<Null>","2015-02-23","IV26","IV26 2",6,8,"osgb1000038780116",89.855007999999998,"Building",10021,"osgb1000038780116","<Null>","<Null>","<Null>",1.4,41.932336999999997,3,19498.822639999999,2]
[2,382,"Point",130140749,11818150,"I",2,"2011-07-14","RD","<Null>",213039,894040,1,9068,"2009-05-26","<Null>","2011-07-14","2009-05-26","<Null>","<Null>","<Null>","<Null>","<Null>","<Null>","<Null>","<Null>","<Null>","<Null>","<Null>",24,"<Null>","<Null>","<Null>","CRAIGMORE",84403845,1,"<Null>","Y","osgb1000002142002923",9,"osgb4000000003518226",8,"osgb1000038780334",4,"SHORE STREET","<Null>","SHORE STREET","<Null>","<Null>","<Null>","ULLAPOOL","HIGHLAND","ULLAPOOL","IV26 2UJ","IV26 2UJ","S","S","<Null>","2015-02-23","IV26","IV26 2",6,8,"osgb1000038780334",99.831136000000001,"Building",10021,"osgb1000038780334","<Null>","<Null>","<Null>",1.4,139.76358999999999,1,19498.822639999999,2]
[3,210,"Point",130009552,11818196,"I","<Null>","<Null>","RD","<Null>",212932,894114,1,9068,"2005-07-21","<Null>","2005-07-21","2005-07-21","<Null>","<Null>","<Null>","<Null>","<Null>","<Null>","<Null>","<Null>","<Null>","<Null>","<Null>",23,"<Null>","<Null>","<Null>","<Null>",84403838,1,"<Null>","<Null>","osgb1000002142002610",12,"osgb4000000003518234",7,"osgb1000038779960",4,"PULTENEY STREET","<Null>","PULTENEY STREET","<Null>","<Null>","<Null>","ULLAPOOL","HIGHLAND","ULLAPOOL","IV26 2UP","IV26 2UP","S","S","<Null>","2015-02-23","IV26","IV26 2",6,8,"osgb1000038779960",45.219983999999997,"Building",10021,"osgb1000038779960","<Null>","<Null>","<Null>",1.4,63.307977999999999,1,19498.822639999999,2]
[3,284,"Point",130009561,11818184,"I","<Null>","<Null>","RD","<Null>",212953,894146,1,9068,"2005-07-21","<Null>","2005-07-21","2005-07-21","<Null>","<Null>","<Null>","<Null>","10B","<Null>","<Null>","<Null>","<Null>","<Null>","<Null>",10,"B","<Null>","<Null>","CHALET",84403838,1,"<Null>","<Null>","osgb1000002142002771",12,"osgb4000000003518234",7,"osgb1000038779946",5,"PULTENEY STREET","<Null>","PULTENEY STREET","<Null>","<Null>","<Null>","ULLAPOOL","HIGHLAND","ULLAPOOL","IV26 2UP","IV26 2UP","S","S","<Null>","2015-02-23","IV26","IV26 2",6,8,"osgb1000038779946",78.225024000000005,"Building",10021,"osgb1000038779946","<Null>","<Null>","<Null>",1.4,109.515034,1,19498.822639999999,2]
[3,638,"Point",130149887,52666269,"I",2,"2011-07-14","RH","<Null>",213221,894249,1,9068,"2011-07-14","<Null>","2012-02-02","2011-07-14","<Null>","<Null>","<Null>","<Null>","ULLAPOOL HIGH SCHOOL RESIDENCE","<Null>","<Null>","<Null>","<Null>","<Null>","<Null>","<Null>","<Null>","<Null>","<Null>","ULLAPOOL HIGH SCHOOL RESIDENCE",84403832,1,"<Null>","Y","osgb5000005102156850",3,"osgb4000000003529236",5,"osgb5000005102070678",1,"MILL STREET","<Null>","MILL STREET","<Null>","<Null>","<Null>","ULLAPOOL","HIGHLAND","ULLAPOOL","IV26 2UN","IV26 2UN","S","S","<Null>","2015-02-23","IV26","IV26 2",6,8,"osgb5000005102070678",203.38935000000001,"Building",10021,"osgb5000005102070678","<Null>","<Null>","<Null>",1.4,284.74509,1,19498.822639999999,2]
[5,456,"Point",130009805,11818533,"I","<Null>","<Null>","RD","<Null>",212499,894823,1,9068,"2005-07-21","<Null>","2005-07-21","2005-07-21","<Null>","<Null>","<Null>","<Null>","<Null>","<Null>","<Null>","<Null>","<Null>","<Null>","<Null>",45,"<Null>","<Null>","<Null>","<Null>",84403846,1,"<Null>","<Null>","osgb1000002142002296",9,"osgb4000000003526815",5,"osgb1000042986143",4,"VYNER PLACE","<Null>","VYNER PLACE","<Null>","<Null>","<Null>","ULLAPOOL","HIGHLAND","ULLAPOOL","IV26 2XR","IV26 2XR","S","S","<Null>","2015-02-23","IV26","IV26 2",6,8,"osgb1000042986143",70.271056000000002,"Building",10021,"osgb1000042986143","<Null>","<Null>","<Null>",1.4,98.379478000000006,1,19498.822639999999,2]
[6,511,"Point",130088433,11818466,"I","<Null>","<Null>","RD",130089488,212960,894852,1,9068,"2005-11-07","<Null>","2005-11-07","2005-11-07","<Null>","<Null>","<Null>","<Null>","8 BROOMHILL","<Null>",8,"<Null>","<Null>","<Null>","<Null>","<Null>","<Null>","<Null>","<Null>","BROOMHILL",84403836,1,"<Null>","<Null>","osgb1000002142002705",13,"osgb4000000003522847",6,"osgb1000038780209",6,"NORTH ROAD","<Null>","NORTH ROAD","<Null>","<Null>","<Null>","ULLAPOOL","HIGHLAND","ULLAPOOL","IV26 2XL","IV26 2XL","S","S","<Null>","2015-02-23","IV26","IV26 2",6,8,"osgb1000038780209",122.082256,"Building",10021,"osgb1000038780209","<Null>","<Null>","<Null>",1.4,170.91515799999999,1,19498.822639999999,2]
[6,571,"Point",130131467,11818455,"I","<Null>","<Null>","RD","<Null>",213088,894553,1,9068,"2007-11-16","<Null>","2007-11-16","2007-11-16","<Null>","<Null>","<Null>","<Null>","CRUACHAN","<Null>","<Null>","<Null>","<Null>","<Null>","<Null>","<Null>","<Null>","<Null>","<Null>","CRUACHAN",84403836,1,"<Null>","<Null>","osgb1000002142002875",11,"osgb4000000003535162",5,"osgb1000038780417",5,"NORTH ROAD","<Null>","NORTH ROAD","<Null>","<Null>","<Null>","ULLAPOOL","HIGHLAND","ULLAPOOL","IV26 2XL","IV26 2XL","S","S","<Null>","2015-02-23","IV26","IV26 2",6,8,"osgb1000038780417",133.31246400000001,"Building",10021,"osgb1000038780417","<Null>","<Null>","<Null>",1.4,186.63745,1,19498.822639999999,2]
[1,248,"Point",130009718,11818395,"I","<Null>","<Null>","RD","<Null>",212845,894165,1,9068,"2005-07-21","<Null>","2005-07-21","2005-07-21","<Null>","<Null>","<Null>","<Null>","FAIR WINDS","<Null>","<Null>","<Null>","<Null>","<Null>","<Null>","<Null>","<Null>","<Null>","<Null>","FAIRWINDS",84403831,1,"<Null>","<Null>","osgb1000002142002583",13,"osgb4000000003551214",4,"osgb1000038779982",4,"MARKET STREET","<Null>","MARKET STREET","<Null>","<Null>","<Null>","ULLAPOOL","HIGHLAND","ULLAPOOL","IV26 2XE","IV26 2XE","S","S","<Null>","2015-02-23","IV26","IV26 2",6,8,"osgb1000038779982",160.56998400000001,"Building",10021,"osgb1000038779982","<Null>","<Null>","<Null>",1.4,224.797978,1,19362.467237000001,2]
[2,69,"Point",130081491,11818093,"I",2,"2013-10-08","CR08","<Null>",212862,894011,1,9068,"2005-07-21","<Null>","2013-10-08","2005-07-21","<Null>","<Null>","<Null>","<Null>","<Null>","<Null>","<Null>","<Null>","<Null>","<Null>","<Null>","<Null>","<Null>","<Null>","<Null>","BLYTHSWOOD",84405494,1,"<Null>","Y","osgb1000002142002761",9,"osgb4000000003518230",7,"osgb1000038780130",5,"ARGYLE STREET","<Null>","ARGYLE STREET","<Null>","<Null>","<Null>","ULLAPOOL","HIGHLAND","ULLAPOOL","IV26 2UB","IV26 2UB","S","S","<Null>","2015-02-23","IV26","IV26 2",6,8,"osgb1000038780130",49.175007999999998,"Building",10021,"osgb1000038780130","<Null>","<Null>","<Null>",1.4,68.845011,1,19362.467237000001,2]
[5,470,"Point",130009750,11818467,"I","<Null>","<Null>","RD","<Null>",212669,894831,1,9068,"2005-07-21","<Null>","2005-07-21","2005-07-21","<Null>","<Null>","<Null>","<Null>","<Null>","<Null>","<Null>","<Null>","<Null>","<Null>","<Null>",1,"<Null>","<Null>","<Null>","<Null>",84403833,1,"<Null>","<Null>","osgb1000002142002324",9,"osgb4000000003522845",6,"osgb1000038779555",4,"MOREFIELD CRESCENT","<Null>","MOREFIELD CRESCENT","<Null>","<Null>","<Null>","ULLAPOOL","HIGHLAND","ULLAPOOL","IV26 2XN","IV26 2XN","S","S","<Null>","2015-02-23","IV26","IV26 2",6,8,"osgb1000038779555",121.56,"Building",10021,"osgb1000038779555","<Null>","<Null>","<Null>",1.4,170.184,1,19089.756431000002,2]
[2,156,"Point",130009584,11818236,"I","<Null>","<Null>","RD","<Null>",212658,893851,1,9068,"2005-07-21","<Null>","2005-07-21","2005-07-21","<Null>","<Null>","<Null>","<Null>","<Null>","<Null>","<Null>","<Null>","<Null>","<Null>","<Null>",9,"<Null>","<Null>","<Null>","HEATHERY KNOWE",84403849,1,"<Null>","<Null>","osgb1000002142002215",9,"osgb4000000003514721",7,"osgb1000038779390",3,"WEST SHORE STREET","<Null>","WEST SHORE STREET","<Null>","<Null>","<Null>","ULLAPOOL","HIGHLAND","ULLAPOOL","IV26 2UR","IV26 2UR","S","S","<Null>","2015-02-23","IV26","IV26 2",6,8,"osgb1000038779390",69.889039999999994,"Building",10021,"osgb1000038779390","<Null>","<Null>","<Null>",1.4,97.844656000000001,1,18953.401028,2]
[3,526,"Point",130081510,11818577,"I","<Null>","<Null>","RD","<Null>",213276,894218,1,9068,"2005-07-21","<Null>","2005-07-21","2005-07-21","<Null>","<Null>","<Null>","<Null>","<Null>","<Null>","<Null>","<Null>","<Null>","<Null>","<Null>",9,"<Null>","<Null>","<Null>","<Null>",84409186,1,"<Null>","<Null>","osgb1000002142002857",11,"osgb4000000003529267",5,"osgb1000038780442",5,"ROYAL PARK","ROYAL PARK","MILL STREET","<Null>","<Null>","<Null>","ULLAPOOL","HIGHLAND","ULLAPOOL","IV26 2XT","IV26 2XT","S","S","<Null>","2015-02-23","IV26","IV26 2",6,8,"osgb1000038780442",78.38,"Building",10021,"osgb1000038780442","<Null>","<Null>","<Null>",1.4,109.732,1,18953.401028,2]
[3,529,"Point",130102799,11818574,"I","<Null>","<Null>","RD","<Null>",213242,894236,1,9068,"2006-01-20","<Null>","2006-01-20","2006-01-20","<Null>","<Null>","<Null>","<Null>","<Null>","<Null>","<Null>","<Null>","<Null>","<Null>","<Null>",5,"<Null>","<Null>","<Null>","<Null>",84409186,1,"<Null>","<Null>","osgb1000002142002840",11,"osgb4000000003526805",6,"osgb1000038780440",5,"ROYAL PARK","ROYAL PARK","MILL STREET","<Null>","<Null>","<Null>","ULLAPOOL","HIGHLAND","ULLAPOOL","IV26 2XT","IV26 2XT","S","S","<Null>","2015-02-23","IV26","IV26 2",6,8,"osgb1000038780440",82.94,"Building",10021,"osgb1000038780440","<Null>","<Null>","<Null>",1.4,116.116,1,18953.401028,2]
[3,547,"Point",130116931,11818571,"I","<Null>","<Null>","RD","<Null>",213152,894170,1,9068,"2006-09-27","<Null>","2006-09-27","2006-09-27","<Null>","<Null>","<Null>","<Null>","<Null>","<Null>","<Null>","<Null>","<Null>","<Null>","<Null>",2,"<Null>","<Null>","<Null>","<Null>",84409186,1,"<Null>","<Null>","osgb1000002142002844",11,"osgb4000000003518227",6,"osgb1000038780435",4,"ROYAL PARK","ROYAL PARK","MILL STREET","<Null>","<Null>","<Null>","ULLAPOOL","HIGHLAND","ULLAPOOL","IV26 2XT","IV26 2XT","S","S","<Null>","2015-02-23","IV26","IV26 2",6,8,"osgb1000038780435",87.04,"Building",10021,"osgb1000038780435","<Null>","<Null>","<Null>",1.4,121.85599999999999,1,18953.401028,2]
[3,548,"Point",130116930,11818570,"I","<Null>","<Null>","RD","<Null>",213133,894159,1,9068,"2006-09-27","<Null>","2006-09-27","2006-09-27","<Null>","<Null>","<Null>","<Null>","<Null>","<Null>","<Null>","<Null>","<Null>","<Null>","<Null>",1,"<Null>","<Null>","<Null>","<Null>",84409186,1,"<Null>","<Null>","osgb1000002142002914",11,"osgb4000000003518227",6,"osgb1000038780433",4,"ROYAL PARK","ROYAL PARK","MILL STREET","<Null>","<Null>","<Null>","ULLAPOOL","HIGHLAND","ULLAPOOL","IV26 2XT","IV26 2XT","S","S","<Null>","2015-02-23","IV26","IV26 2",6,8,"osgb1000038780433",89.12,"Building",10021,"osgb1000038780433","<Null>","<Null>","<Null>",1.4,124.768,1,18953.401028,2]
[3,560,"Point",130119536,11818573,"I","<Null>","<Null>","RD","<Null>",213217,894222,1,9068,"2006-12-11","<Null>","2006-12-11","2006-12-11","<Null>","<Null>","<Null>","<Null>","<Null>","<Null>","<Null>","<Null>","<Null>","<Null>","<Null>",4,"<Null>","<Null>","<Null>","<Null>",84409186,1,"<Null>","Y","osgb1000002142002850",11,"osgb4000000003526805",6,"osgb1000038780438",5,"ROYAL PARK","ROYAL PARK","MILL STREET","<Null>","<Null>","<Null>","ULLAPOOL","HIGHLAND","ULLAPOOL","IV26 2XT","IV26 2XT","S","S","<Null>","2015-02-23","IV26","IV26 2",6,8,"osgb1000038780438",84.325007999999997,"Building",10021,"osgb1000038780438","<Null>","<Null>","<Null>",1.4,118.05501099999999,1,18953.401028,2]
[8,353,"Point",130080219,11818067,"I","<Null>","<Null>","RD","<Null>",212568,893978,1,9068,"2005-07-21","<Null>","2005-07-21","2005-07-21","<Null>","<Null>","<Null>","<Null>","<Null>","<Null>","<Null>","<Null>","<Null>","<Null>","<Null>",15,"<Null>","<Null>","<Null>","<Null>",84405493,1,"<Null>","<Null>","osgb5000005100792455",2,"osgb4000000003522818",6,"osgb1000038779431",3,"WEST ARGYLE STREET","<Null>","WEST ARGYLE STREET","<Null>","<Null>","<Null>","ULLAPOOL","HIGHLAND","ULLAPOOL","IV26 2TY","IV26 2TY","S","S","<Null>","2015-02-23","IV26","IV26 2",6,8,"osgb1000038779431",73.544991999999993,"Building",10021,"osgb1000038779431","<Null>","<Null>","<Null>",1.4,102.96298899999999,1,18953.401028,2]
[2,322,"Point",130081480,11818083,"I","<Null>","<Null>","RD","<Null>",212805,894024,1,9068,"2005-07-21","<Null>","2005-07-21","2005-07-21","<Null>","<Null>","<Null>","<Null>","<Null>","<Null>","<Null>","<Null>","<Null>","<Null>","<Null>",1,"<Null>","<Null>","<Null>","HARTFORD HOUSE",84405494,1,"<Null>","<Null>","osgb1000002142002757",9,"osgb4000000003518230",7,"osgb1000038780110",4,"ARGYLE STREET","<Null>","ARGYLE STREET","<Null>","<Null>","<Null>","ULLAPOOL","HIGHLAND","ULLAPOOL","IV26 2UB","IV26 2UB","S","S","<Null>","2015-02-23","IV26","IV26 2",6,8,"osgb1000038780110",107.525008,"Building",10021,"osgb1000038780110","<Null>","<Null>","<Null>",1.4,150.535011,1,18922.635601999998,2]
[8,54,"Point",130081468,11818063,"I","<Null>","<Null>","CR08","<Null>",212721,894009,1,9068,"2005-07-21","<Null>","2005-07-21","2005-07-21","UNLIMITED COLOUR CO","<Null>","<Null>","<Null>","CALEDONIAN BUILDINGS","<Null>","<Null>","<Null>","<Null>","<Null>","<Null>",5,"<Null>","<Null>","<Null>","CALEDONIAN BUILDINGS",84405493,1,"<Null>","<Null>","osgb1000002142073159",13,"osgb4000000003518228",5,"osgb1000038780091",4,"WEST ARGYLE STREET","<Null>","WEST ARGYLE STREET","<Null>","<Null>","<Null>","ULLAPOOL","HIGHLAND","ULLAPOOL","IV26 2TY","IV26 2TY","S","S","<Null>","2015-02-23","IV26","IV26 2",6,8,"osgb1000038780091",54.624991999999999,"Building",10021,"osgb1000038780091","<Null>","<Null>","<Null>",1.4,76.474988999999994,1,18889.322233999999,1]
[1,128,"Point",130009719,11818400,"I","<Null>","<Null>","RD","<Null>",212790,894151,1,9068,"2005-07-21","<Null>","2005-07-21","2005-07-21","<Null>","<Null>","<Null>","<Null>","SANDWOOD","<Null>","<Null>","<Null>","<Null>","<Null>","<Null>","<Null>","<Null>","<Null>","<Null>","SANDWOOD",84403831,1,"<Null>","<Null>","osgb1000002142002575",13,"osgb4000000003556369",1,"osgb1000038779986",5,"MARKET STREET","<Null>","MARKET STREET","<Null>","<Null>","<Null>","ULLAPOOL","HIGHLAND","ULLAPOOL","IV26 2XE","IV26 2XE","S","S","<Null>","2015-02-23","IV26","IV26 2",6,8,"osgb1000038779986",71.52,"Building",10021,"osgb1000038779986","<Null>","<Null>","<Null>",1.4,100.128,1,18680.690222000001,2]
[2,171,"Point",130009543,11818181,"I","<Null>","<Null>","RD","<Null>",212802,894113,1,9068,"2005-07-21","<Null>","2005-07-21","2005-07-21","<Null>","<Null>","<Null>","<Null>","1A","<Null>","<Null>","<Null>","<Null>","<Null>","<Null>",1,"A","<Null>","<Null>","<Null>",84403838,1,"<Null>","<Null>","osgb1000002142002601",11,"osgb4000000003518231",9,"osgb1000038779984",4,"PULTENEY STREET","<Null>","PULTENEY STREET","<Null>","<Null>","<Null>","ULLAPOOL","HIGHLAND","ULLAPOOL","IV26 2UP","IV26 2UP","S","S","<Null>","2015-02-23","IV26","IV26 2",6,8,"osgb1000038779984",80.599999999999994,"Building",10021,"osgb1000038779984","<Null>","<Null>","<Null>",1.4,112.84,1,18680.690222000001,2]
[3,64,"Point",130009724,11818419,"I","<Null>","<Null>","ZW","<Null>",212968,894197,1,9068,"2005-07-21","<Null>","2005-07-21","2005-07-21","<Null>","<Null>","<Null>","<Null>","<Null>","<Null>","<Null>","<Null>","<Null>","<Null>","<Null>",25,"<Null>","<Null>","<Null>","<Null>",84403831,1,"<Null>","<Null>","osgb1000002142002768",12,"osgb4000000003518236",6,"osgb1000038779935",5,"MARKET STREET","<Null>","MARKET STREET","<Null>","<Null>","<Null>","ULLAPOOL","HIGHLAND","ULLAPOOL","IV26 2XE","IV26 2XE","S","S","<Null>","2015-02-23","IV26","IV26 2",6,8,"osgb1000038779935",107.86798400000001,"Building",10021,"osgb1000038779935","<Null>","<Null>","<Null>",1.4,75.507588999999996,2,18650.374434000001,1]
[8,246,"Point",130009676,11818312,"I","<Null>","<Null>","RD","<Null>",212619,894093,1,9068,"2005-07-21","<Null>","2005-07-21","2005-07-21","<Null>","<Null>","<Null>","<Null>","<Null>","<Null>","<Null>","<Null>","<Null>","<Null>","<Null>",18,"<Null>","<Null>","<Null>","<Null>",84403844,1,"<Null>","<Null>","osgb1000002142002553",9,"osgb4000000003518229",5,"osgb1000038780056",4,"SEAFORTH ROAD","<Null>","SEAFORTH ROAD","<Null>","<Null>","<Null>","ULLAPOOL","HIGHLAND","ULLAPOOL","IV26 2UY","IV26 2UY","S","S","<Null>","2015-02-23","IV26","IV26 2",6,8,"osgb1000038780056",134.54497599999999,"Building",10021,"osgb1000038780056","<Null>","<Null>","<Null>",1.4,188.362966,1,18544.334817999999,2]
[7,161,"Point",130009596,11818246,"I","<Null>","<Null>","RD","<Null>",212414,894307,1,9068,"2005-07-21","<Null>","2005-07-21","2005-07-21","<Null>","<Null>","<Null>","<Null>","FASGADH","<Null>","<Null>","<Null>","<Null>","<Null>","<Null>","<Null>","<Null>","<Null>","<Null>","FASGADH",84403850,1,"<Null>","<Null>","osgb1000002142002357",14,"osgb4000000003514720",9,"osgb1000038779804",5,"WEST TERRACE","<Null>","WEST TERRACE","<Null>","<Null>","<Null>","ULLAPOOL","HIGHLAND","ULLAPOOL","IV26 2UU","IV26 2UU","S","S","<Null>","2015-02-23","IV26","IV26 2",6,8,"osgb1000038779804",140.85201599999999,"Building",10021,"osgb1000038779804","<Null>","<Null>","<Null>",1.4,197.19282200000001,1,18271.624012,2]
[7,265,"Point",130009617,11818262,"I","<Null>","<Null>","RD","<Null>",212427,894274,1,9068,"2005-07-21","<Null>","2005-07-21","2005-07-21","<Null>","<Null>","<Null>","<Null>","<Null>","<Null>","<Null>","<Null>","<Null>","<Null>","<Null>",21,"<Null>","<Null>","<Null>","LA PRIMAVERA",84403850,1,"<Null>","<Null>","osgb1000002142002360",13,"osgb4000000003514720",9,"osgb1000038779810",4,"WEST TERRACE","<Null>","WEST TERRACE","<Null>","<Null>","<Null>","ULLAPOOL","HIGHLAND","ULLAPOOL","IV26 2UU","IV26 2UU","S","S","<Null>","2015-02-23","IV26","IV26 2",6,8,"osgb1000038779810",82.177999999999997,"Building",10021,"osgb1000038779810","<Null>","<Null>","<Null>",1.4,115.0492,1,18117.417066000002,2]
[2,216,"Point",130009593,11818239,"I","<Null>","<Null>","RD","<Null>",212680,893895,1,9068,"2005-07-21","<Null>","2005-07-21","2005-07-21","<Null>","<Null>","<Null>","<Null>","<Null>","<Null>","<Null>","<Null>","<Null>","<Null>","<Null>",2,"<Null>","<Null>","<Null>","FIONNPHORT",84403848,1,"<Null>","<Null>","osgb1000002142002221",8,"osgb4000000003526807",5,"osgb1000038779447",3,"WEST LANE","<Null>","WEST LANE","<Null>","<Null>","<Null>","ULLAPOOL","HIGHLAND","ULLAPOOL","IV26 2UT","IV26 2UT","S","S","<Null>","2015-02-23","IV26","IV26 2",6,8,"osgb1000038779447",86.4,"Building",10021,"osgb1000038779447","<Null>","<Null>","<Null>",1.4,120.96,1,17862.557803,2]
[3,306,"Point",130009621,11818273,"I","<Null>","<Null>","RD","<Null>",212949,894089,1,9068,"2005-07-21","<Null>","2005-07-21","2005-07-21","<Null>","<Null>","<Null>","<Null>","SUILVEN","<Null>","<Null>","<Null>","<Null>","<Null>","<Null>","<Null>","<Null>","<Null>","<Null>","SUILVEN",84403830,1,"<Null>","<Null>","osgb1000002142002787",10,"osgb4000000003522833",5,"osgb1000038780198",4,"LADYSMITH STREET","<Null>","LADYSMITH STREET","<Null>","<Null>","<Null>","ULLAPOOL","HIGHLAND","ULLAPOOL","IV26 2UW","IV26 2UW","S","S","<Null>","2015-02-23","IV26","IV26 2",6,8,"osgb1000038780198",67.960480000000004,"Building",10021,"osgb1000038780198","<Null>","<Null>","<Null>",1.4,95.144672,1,17862.557803,2]
[7,231,"Point",130009712,11818387,"I","<Null>","<Null>","RD","<Null>",212523,894373,1,9068,"2005-07-21","<Null>","2005-07-21","2005-07-21","<Null>","<Null>","<Null>","<Null>","<Null>","<Null>","<Null>","<Null>","<Null>","<Null>","<Null>",4,"<Null>","<Null>","<Null>","BROOMBANK",84403823,1,"<Null>","<Null>","osgb1000002142002348",9,"osgb4000000003514723",6,"osgb1000038779779",4,"CASTLE TERRACE","<Null>","CASTLE TERRACE","<Null>","<Null>","<Null>","ULLAPOOL","HIGHLAND","ULLAPOOL","IV26 2XD","IV26 2XD","S","S","<Null>","2015-02-23","IV26","IV26 2",6,8,"osgb1000038779779",140.30500799999999,"Building",10021,"osgb1000038779779","<Null>","<Null>","<Null>",1.4,196.42701099999999,1,17862.557803,2]
[3,469,"Point",130009536,11818166,"I",2,"2011-07-14","RD","<Null>",213074,894131,1,9068,"2005-07-21","<Null>","2011-07-14","2005-07-21","<Null>","<Null>","<Null>","<Null>","<Null>","<Null>","<Null>","<Null>","<Null>","<Null>","<Null>",3,"<Null>","<Null>","<Null>","<Null>",84403832,1,"<Null>","<Null>","osgb1000002142002921",9,"osgb4000000003526799",5,"osgb1000038780362",4,"MILL STREET","<Null>","MILL STREET","<Null>","<Null>","<Null>","ULLAPOOL","HIGHLAND","ULLAPOOL","IV26 2UN","IV26 2UN","S","S","<Null>","2015-02-23","IV26","IV26 2",6,8,"osgb1000038780362",86.274991999999997,"Building",10021,"osgb1000038780362","<Null>","<Null>","<Null>",1.4,120.784989,1,17749.296300000002,4]
[2,232,"Point",130009587,11818233,"I","<Null>","<Null>","RD","<Null>",212712,893890,1,9068,"2005-07-21","<Null>","2005-07-21","2005-07-21","<Null>","<Null>","<Null>","<Null>","<Null>","<Null>","<Null>","<Null>","<Null>","<Null>","<Null>",6,"<Null>","<Null>","<Null>","WATERSIDE",84403849,1,"<Null>","<Null>","osgb1000002142002218",9,"osgb4000000003522831",6,"osgb1000038779444",3,"WEST SHORE STREET","<Null>","WEST SHORE STREET","<Null>","<Null>","<Null>","ULLAPOOL","HIGHLAND","ULLAPOOL","IV26 2UR","IV26 2UR","S","S","<Null>","2015-02-23","IV26","IV26 2",6,8,"osgb1000038779444",69.632031999999995,"Building",10021,"osgb1000038779444","<Null>","<Null>","<Null>",1.4,97.484845000000007,1,17608.07836,2]
[3,310,"Point",130009547,11818186,"I","<Null>","<Null>","RD","<Null>",212982,894153,1,9068,"2005-07-21","<Null>","2005-07-21","2005-07-21","<Null>","<Null>","<Null>","<Null>","<Null>","<Null>","<Null>","<Null>","<Null>","<Null>","<Null>",12,"<Null>","<Null>","<Null>","<Null>",84403838,1,"<Null>","<Null>","osgb1000002142002773",12,"osgb4000000003518234",7,"osgb1000038779949",4,"PULTENEY STREET","<Null>","PULTENEY STREET","<Null>","<Null>","<Null>","ULLAPOOL","HIGHLAND","ULLAPOOL","IV26 2UP","IV26 2UP","S","S","<Null>","2015-02-23","IV26","IV26 2",6,8,"osgb1000038779949",112.68649600000001,"Building",10021,"osgb1000038779949","<Null>","<Null>","<Null>",1.4,157.76109400000001,1,17589.846997000001,2]
[3,441,"Point",130009540,11818172,"I","<Null>","<Null>","RD","<Null>",213048,894199,1,9068,"2005-07-21","<Null>","2005-07-21","2005-07-21","<Null>","<Null>","<Null>","<Null>","<Null>","<Null>","<Null>","<Null>","<Null>","<Null>","<Null>",9,"<Null>","<Null>","<Null>","TIGH SCORAIG",84403832,1,"<Null>","<Null>","osgb1000002142002913",9,"osgb4000000003522824",7,"osgb1000038780381",4,"MILL STREET","<Null>","MILL STREET","<Null>","<Null>","<Null>","ULLAPOOL","HIGHLAND","ULLAPOOL","IV26 2UN","IV26 2UN","S","S","<Null>","2015-02-23","IV26","IV26 2",6,8,"osgb1000038780381",87.247119999999995,"Building",10021,"osgb1000038780381","<Null>","<Null>","<Null>",1.4,122.145968,1,17589.846997000001,2]
[4,388,"Point",130110849,51900004,"I","<Null>","<Null>","RD","<Null>",212833,894441,2,9068,"2006-06-01","<Null>","2006-06-01","2006-06-01","<Null>","<Null>","<Null>","<Null>","<Null>","<Null>","<Null>","<Null>","<Null>","<Null>","<Null>",31,"<Null>","<Null>","<Null>","<Null>",84403830,1,"<Null>","Y","osgb1000002142082216",3,"osgb4000000003518242",5,"osgb1000000293860803",3,"LADYSMITH STREET","<Null>","LADYSMITH STREET","<Null>","<Null>","<Null>","ULLAPOOL","HIGHLAND","ULLAPOOL","IV26 2UW","IV26 2UW","S","S","<Null>","2015-02-23","IV26","IV26 2",6,8,"osgb1000000293860803",85.851872,"Building",10021,"osgb1000000293860803","<Null>","<Null>","<Null>",1.4,120.192621,1,17589.846997000001,2]
[3,539,"Point",130149888,11818167,"I",2,"2011-07-14","RD","<Null>",213070,894139,1,9068,"2011-07-14","<Null>","2011-07-14","2011-07-14","<Null>","<Null>","<Null>","<Null>","<Null>","<Null>","<Null>","<Null>","<Null>","<Null>","<Null>",4,"<Null>","<Null>","<Null>","WEYBANK",84403832,1,"<Null>","Y","osgb1000002142002908",9,"osgb4000000003529232",6,"osgb1000038780363",4,"MILL STREET","<Null>","MILL STREET","<Null>","<Null>","<Null>","ULLAPOOL","HIGHLAND","ULLAPOOL","IV26 2UN","IV26 2UN","S","S","<Null>","2015-02-23","IV26","IV26 2",6,8,"osgb1000038780363",99.128991999999997,"Building",10021,"osgb1000038780363","<Null>","<Null>","<Null>",1.4,138.78058899999999,1,17513.503164000002,2]
[3,194,"Point",130009558,11818205,"I","<Null>","<Null>","RD","<Null>",212925,894140,1,9068,"2005-07-21","<Null>","2005-07-21","2005-07-21","<Null>","<Null>","<Null>","<Null>","<Null>","<Null>","<Null>","<Null>","<Null>","<Null>","<Null>",9,"<Null>","<Null>","<Null>","FYFFE HOUSE",84403838,1,"<Null>","<Null>","osgb1000002142002593",10,"osgb4000000003522835",5,"osgb1000038779940",4,"PULTENEY STREET","<Null>","PULTENEY STREET","<Null>","<Null>","<Null>","ULLAPOOL","HIGHLAND","ULLAPOOL","IV26 2UP","IV26 2UP","S","S","<Null>","2015-02-23","IV26","IV26 2",6,8,"osgb1000038779940",90.425008000000005,"Building",10021,"osgb1000038779940","<Null>","<Null>","<Null>",1.4,126.595011,1,17453.491593999999,2]
[3,627,"Point",130064556,11818575,"I","<Null>","<Null>","RD","<Null>",213260,894245,1,9068,"2005-07-21","<Null>","2005-07-21","2005-07-21","<Null>","<Null>","<Null>","<Null>","<Null>","<Null>","<Null>","<Null>","<Null>","<Null>","<Null>",6,"<Null>","<Null>","<Null>","<Null>",84409186,1,"<Null>","<Null>","osgb1000002142002841",11,"osgb4000000003526805",6,"osgb1000038780441",5,"ROYAL PARK","ROYAL PARK","MILL STREET","<Null>","<Null>","<Null>","ULLAPOOL","HIGHLAND","ULLAPOOL","IV26 2XT","IV26 2XT","S","S","<Null>","2015-02-23","IV26","IV26 2",6,8,"osgb1000038780441",79.02,"Building",10021,"osgb1000038780441","<Null>","<Null>","<Null>",1.4,110.628,1,17407.902814000001,1]
[4,78,"Point",130009643,11818289,"I","<Null>","<Null>","RD","<Null>",212848,894385,1,9068,"2005-07-21","<Null>","2005-07-21","2005-07-21","<Null>","<Null>","<Null>","<Null>","<Null>","<Null>","<Null>","<Null>","<Null>","<Null>","<Null>",25,"<Null>","<Null>","<Null>","<Null>",84403830,1,"<Null>","<Null>","osgb1000002142002495",9,"osgb4000000003518242",5,"osgb1000038779725",4,"LADYSMITH STREET","<Null>","LADYSMITH STREET","<Null>","<Null>","<Null>","ULLAPOOL","HIGHLAND","ULLAPOOL","IV26 2UW","IV26 2UW","S","S","<Null>","2015-02-23","IV26","IV26 2",6,8,"osgb1000038779725",71.505008000000004,"Building",10021,"osgb1000038779725","<Null>","<Null>","<Null>",1.4,100.107011,1,17377.907401,2]
[2,337,"Point",130081473,11818089,"I","<Null>","<Null>","RD","<Null>",213015,894066,1,9068,"2005-07-21","<Null>","2005-07-21","2005-07-21","<Null>","<Null>","<Null>","<Null>","<Null>","<Null>","<Null>","<Null>","<Null>","<Null>","<Null>",16,"<Null>","<Null>","<Null>","<Null>",84405494,1,"<Null>","<Null>","osgb1000002142002919",9,"osgb4000000003518232",6,"osgb1000038780348",4,"ARGYLE STREET","<Null>","ARGYLE STREET","<Null>","<Null>","<Null>","ULLAPOOL","HIGHLAND","ULLAPOOL","IV26 2UB","IV26 2UB","S","S","<Null>","2015-02-23","IV26","IV26 2",6,8,"osgb1000038780348",97.53,"Building",10021,"osgb1000038780348","<Null>","<Null>","<Null>",1.4,136.542,1,17312.198530000001,2]
[7,223,"Point",130009603,11818269,"I","<Null>","<Null>","RD","<Null>",212459,894155,1,9068,"2005-07-21","<Null>","2005-07-21","2005-07-21","<Null>","<Null>","<Null>","<Null>","<Null>","<Null>","<Null>","<Null>","<Null>","<Null>","<Null>",9,"<Null>","<Null>","<Null>","<Null>",84403850,1,"<Null>","<Null>","osgb1000002142002402",12,"osgb4000000003543294",5,"osgb1000038780023",4,"WEST TERRACE","<Null>","WEST TERRACE","<Null>","<Null>","<Null>","ULLAPOOL","HIGHLAND","ULLAPOOL","IV26 2UU","IV26 2UU","S","S","<Null>","2015-02-23","IV26","IV26 2",6,8,"osgb1000038780023",72.301984000000004,"Building",10021,"osgb1000038780023","<Null>","<Null>","<Null>",1.4,101.22277800000001,1,17211.612581000001,4]
[2,16,"Point",130009554,11818191,"I","<Null>","<Null>","CH02","<Null>",212820,894115,1,9068,"2005-07-21","<Null>","2005-07-21","2005-07-21","<Null>","<Null>","<Null>","<Null>","<Null>","<Null>","<Null>","<Null>","<Null>","<Null>","<Null>",2,"<Null>","<Null>","<Null>","<Null>",84403838,1,"<Null>","<Null>","osgb5000005100798805",3,"osgb4000000003518231",9,"osgb1000038779980",4,"PULTENEY STREET","<Null>","PULTENEY STREET","<Null>","<Null>","<Null>","ULLAPOOL","HIGHLAND","ULLAPOOL","IV26 2UP","IV26 2UP","S","S","<Null>","2015-02-23","IV26","IV26 2",6,8,"osgb1000038779980",49.683024000000003,"Building",10021,"osgb1000038779980","<Null>","<Null>","<Null>",1.4,69.556234000000003,1,17180.389698999999,1]
[6,572,"Point",130133948,28322254,"I",2,"2012-10-31","RD",130089488,213005,894852,1,9068,"2008-03-25","<Null>","2012-10-31","2008-03-25","<Null>","<Null>","<Null>","<Null>","6 BROOMHILL","<Null>",6,"<Null>","<Null>","<Null>","SKERRIES","<Null>","<Null>","<Null>","<Null>","BROOMHILL",84403836,1,"<Null>","Y","osgb1000002142073354",15,"osgb4000000003522847",6,"osgb1000038780455",5,"NORTH ROAD","<Null>","NORTH ROAD","<Null>","<Null>","<Null>","ULLAPOOL","HIGHLAND","ULLAPOOL","IV26 2XL","IV26 2XL","S","S","<Null>","2015-02-23","IV26","IV26 2",6,8,"osgb1000038780455",123.391232,"Building",10021,"osgb1000038780455","<Null>","<Null>","<Null>",1.4,172.747725,1,17119.875075,4]
[4,462,"Point",130009447,11817859,"I","<Null>","<Null>","RD","<Null>",212968,894538,1,9068,"2005-07-21","<Null>","2005-07-21","2005-07-21","<Null>","<Null>","<Null>","<Null>","LOGGIE BUNGALOW","<Null>","<Null>","<Null>","<Null>","<Null>","<Null>","<Null>","<Null>","<Null>","<Null>","LOGGIE BUNGALOW",84403835,1,"<Null>","<Null>","osgb1000002142002721",10,"osgb4000000003518241",5,"osgb1000038779671",6,"MOSS ROAD","<Null>","MOSS ROAD","<Null>","<Null>","<Null>","ULLAPOOL","HIGHLAND","ULLAPOOL","IV26 2TF","IV26 2TF","S","S","<Null>","2015-02-23","IV26","IV26 2",6,8,"osgb1000038779671",116.44,"Building",10021,"osgb1000038779671","<Null>","<Null>","<Null>",1.4,163.01599999999999,1,17044.425384999999,2]
[4,471,"Point",130009439,11817861,"I","<Null>","<Null>","RD","<Null>",212935,894473,1,9068,"2005-07-21","<Null>","2005-07-21","2005-07-21","<Null>","<Null>","<Null>","<Null>","NORTHBANK","<Null>","<Null>","<Null>","<Null>","<Null>","<Null>","<Null>","<Null>","<Null>","<Null>","NORTH BANK",84403835,1,"<Null>","<Null>","osgb1000002142002427",11,"osgb4000000003529246",5,"osgb1000038779675",4,"MOSS ROAD","<Null>","MOSS ROAD","<Null>","<Null>","<Null>","ULLAPOOL","HIGHLAND","ULLAPOOL","IV26 2TF","IV26 2TF","S","S","<Null>","2015-02-23","IV26","IV26 2",6,8,"osgb1000038779675",122.65998399999999,"Building",10021,"osgb1000038779675","<Null>","<Null>","<Null>",1.4,171.72397799999999,1,17044.425384999999,2]
[4,549,"Point",130123655,11818438,"I","<Null>","<Null>","RD","<Null>",212845,894483,1,9068,"2007-01-17","<Null>","2007-01-17","2007-01-17","<Null>","<Null>","<Null>","<Null>","<Null>","<Null>","<Null>","<Null>","<Null>","<Null>","<Null>",2,"<Null>","<Null>","<Null>","<Null>",84403840,1,"<Null>","<Null>","osgb1000002142002435",9,"osgb4000000003522842",5,"osgb1000038779695",4,"RIVERSIDE TERRACE","<Null>","RIVERSIDE TERRACE","<Null>","<Null>","<Null>","ULLAPOOL","HIGHLAND","ULLAPOOL","IV26 2XG","IV26 2XG","S","S","<Null>","2015-02-23","IV26","IV26 2",6,8,"osgb1000038779695",120.630016,"Building",10021,"osgb1000038779695","<Null>","<Null>","<Null>",1.4,168.88202200000001,1,17044.425384999999,2]
[7,290,"Point",130009606,11818263,"I","<Null>","<Null>","RD","<Null>",212399,894345,1,9068,"2005-07-21","<Null>","2005-07-21","2005-07-21","<Null>","<Null>","<Null>","<Null>","<Null>","<Null>","<Null>","<Null>","<Null>","<Null>","<Null>",25,"<Null>","<Null>","<Null>","<Null>",84403850,1,"<Null>","<Null>","osgb1000002142001238",13,"osgb4000000003514720",9,"osgb1000038779800",4,"WEST TERRACE","<Null>","WEST TERRACE","<Null>","<Null>","<Null>","ULLAPOOL","HIGHLAND","ULLAPOOL","IV26 2UU","IV26 2UU","S","S","<Null>","2015-02-23","IV26","IV26 2",6,8,"osgb1000038779800",102.59,"Building",10021,"osgb1000038779800","<Null>","<Null>","<Null>",1.4,143.626,1,17032.650963,2]
[3,465,"Point",130009534,11818168,"I","<Null>","<Null>","RD","<Null>",213063,894167,1,9068,"2005-07-21","<Null>","2005-07-21","2005-07-21","<Null>","<Null>","<Null>","<Null>","<Null>","<Null>","<Null>","<Null>","<Null>","<Null>","<Null>",5,"<Null>","<Null>","<Null>","<Null>",84403832,1,"<Null>","<Null>","osgb1000002142002909",9,"osgb4000000003522824",7,"osgb1000038780377",4,"MILL STREET","<Null>","MILL STREET","<Null>","<Null>","<Null>","ULLAPOOL","HIGHLAND","ULLAPOOL","IV26 2UN","IV26 2UN","S","S","<Null>","2015-02-23","IV26","IV26 2",6,8,"osgb1000038780377",93.203999999999994,"Building",10021,"osgb1000038780377","<Null>","<Null>","<Null>",1.4,130.48560000000001,1,16917.565482999998,2]
[3,455,"Point",130009535,11818164,"I","<Null>","<Null>","RD","<Null>",213082,894117,1,9068,"2005-07-21","<Null>","2005-07-21","2005-07-21","<Null>","<Null>","<Null>","<Null>","<Null>","<Null>","<Null>","<Null>","<Null>","<Null>","<Null>",1,"<Null>","<Null>","<Null>","<Null>",84403832,1,"<Null>","<Null>","osgb1000002142002931",9,"osgb4000000003526799",5,"osgb1000038780360",4,"MILL STREET","<Null>","MILL STREET","<Null>","<Null>","<Null>","ULLAPOOL","HIGHLAND","ULLAPOOL","IV26 2UN","IV26 2UN","S","S","<Null>","2015-02-23","IV26","IV26 2",6,8,"osgb1000038780360",73.979984000000002,"Building",10021,"osgb1000038780360","<Null>","<Null>","<Null>",1.4,103.571978,1,16909.589262000001,2]
[8,330,"Point",130081466,11818068,"I","<Null>","<Null>","RD","<Null>",212557,893969,1,9068,"2005-07-21","<Null>","2005-07-21","2005-07-21","<Null>","<Null>","<Null>","<Null>","<Null>","<Null>","<Null>","<Null>","<Null>","<Null>","<Null>",16,"<Null>","<Null>","<Null>","CARNOCH HOUSE",84405493,1,"<Null>","<Null>","osgb1000002142002199",10,"osgb4000000003522818",6,"osgb1000038779432",3,"WEST ARGYLE STREET","<Null>","WEST ARGYLE STREET","<Null>","<Null>","<Null>","ULLAPOOL","HIGHLAND","ULLAPOOL","IV26 2TY","IV26 2TY","S","S","<Null>","2015-02-23","IV26","IV26 2",6,8,"osgb1000038779432",155.811936,"Building",10021,"osgb1000038779432","<Null>","<Null>","<Null>",1.4,218.13670999999999,1,16785.415416,4]
[2,327,"Point",130081490,11818092,"I","<Null>","<Null>","RD","<Null>",213062,894075,1,9068,"2005-07-21","<Null>","2005-07-21","2005-07-21","<Null>","<Null>","<Null>","<Null>","<Null>","<Null>","<Null>","<Null>","<Null>","<Null>","<Null>",20,"<Null>","<Null>","<Null>","LOCH BEAG",84405494,1,"<Null>","<Null>","osgb1000002142002930",9,"osgb4000000003518232",6,"osgb1000038780353",4,"ARGYLE STREET","<Null>","ARGYLE STREET","<Null>","<Null>","<Null>","ULLAPOOL","HIGHLAND","ULLAPOOL","IV26 2UB","IV26 2UB","S","S","<Null>","2015-02-23","IV26","IV26 2",6,8,"osgb1000038780353",107.762016,"Building",10021,"osgb1000038780353","<Null>","<Null>","<Null>",1.4,75.433411000000007,2,16771.714577999999,2]
[4,247,"Point",130009744,11818435,"I","<Null>","<Null>","RD","<Null>",213007,894306,1,9068,"2005-07-21","<Null>","2005-07-21","2005-07-21","<Null>","<Null>","<Null>","<Null>","<Null>","<Null>","<Null>","<Null>","<Null>","<Null>","<Null>",8,"<Null>","<Null>","<Null>","<Null>",84403824,1,"<Null>","<Null>","osgb1000002142002902",9,"osgb4000000003518237",5,"osgb1000038780389",4,"CUSTOM HOUSE STREET","<Null>","CUSTOM HOUSE STREET","<Null>","<Null>","<Null>","ULLAPOOL","HIGHLAND","ULLAPOOL","IV26 2XF","IV26 2XF","S","S","<Null>","2015-02-23","IV26","IV26 2",6,8,"osgb1000038780389",58.584496000000001,"Building",10021,"osgb1000038780389","<Null>","<Null>","<Null>",1.4,82.018293999999997,1,16771.714577999999,2]
[7,312,"Point",130009709,11818392,"I","<Null>","<Null>","RD","<Null>",212409,894371,1,9068,"2005-07-21","<Null>","2005-07-21","2005-07-21","<Null>","<Null>","<Null>","<Null>","<Null>","<Null>","<Null>","<Null>","<Null>","<Null>","<Null>",9,"<Null>","<Null>","<Null>","<Null>",84403823,1,"<Null>","<Null>","osgb1000002142002343",9,"osgb4000000003514723",6,"osgb1000038780170",4,"CASTLE TERRACE","<Null>","CASTLE TERRACE","<Null>","<Null>","<Null>","ULLAPOOL","HIGHLAND","ULLAPOOL","IV26 2XD","IV26 2XD","S","S","<Null>","2015-02-23","IV26","IV26 2",6,8,"osgb1000038780170",75.534992000000003,"Building",10021,"osgb1000038780170","<Null>","<Null>","<Null>",1.4,105.74898899999999,1,16771.714577999999,2]
[3,162,"Point",130009739,11818415,"I","<Null>","<Null>","RD","<Null>",213020,894209,1,9068,"2005-07-21","<Null>","2005-07-21","2005-07-21","<Null>","<Null>","<Null>","<Null>","<Null>","<Null>","<Null>","<Null>","<Null>","<Null>","<Null>",22,"<Null>","<Null>","<Null>","RISTOL HOUSE",84403831,1,"<Null>","<Null>","osgb1000002142002906",12,"osgb4000000003518236",6,"osgb1000038780384",4,"MARKET STREET","<Null>","MARKET STREET","<Null>","<Null>","<Null>","ULLAPOOL","HIGHLAND","ULLAPOOL","IV26 2XE","IV26 2XE","S","S","<Null>","2015-02-23","IV26","IV26 2",6,8,"osgb1000038780384",97.894976,"Building",10021,"osgb1000038780384","<Null>","<Null>","<Null>",1.4,137.052966,1,16506.979994000001,2]
[3,272,"Point",130009560,11818183,"I","<Null>","<Null>","RD","<Null>",212944,894146,1,9068,"2005-07-21","<Null>","2005-07-21","2005-07-21","<Null>","<Null>","<Null>","<Null>","10A","<Null>","<Null>","<Null>","<Null>","<Null>","<Null>",10,"A","<Null>","<Null>","SHIELDAIG",84403838,1,"<Null>","<Null>","osgb1000002142002765",13,"osgb4000000003518234",7,"osgb1000038779945",5,"PULTENEY STREET","<Null>","PULTENEY STREET","<Null>","<Null>","<Null>","ULLAPOOL","HIGHLAND","ULLAPOOL","IV26 2UP","IV26 2UP","S","S","<Null>","2015-02-23","IV26","IV26 2",6,8,"osgb1000038779945",128.53,"Building",10021,"osgb1000038779945","<Null>","<Null>","<Null>",1.4,179.94200000000001,1,16506.979994000001,2]
[2,88,"Point",130009568,11818197,"I","<Null>","<Null>","RD","<Null>",212849,894089,1,9068,"2005-07-21","<Null>","2005-07-21","2005-07-21","<Null>","<Null>","<Null>","<Null>","<Null>","<Null>","<Null>","<Null>","<Null>","<Null>","<Null>",25,"<Null>","<Null>","<Null>","POLICE HOUSE",84403838,1,"<Null>","<Null>","osgb1000002142002614",11,"osgb4000000003518231",9,"osgb1000038780109",4,"PULTENEY STREET","<Null>","PULTENEY STREET","<Null>","<Null>","<Null>","ULLAPOOL","HIGHLAND","ULLAPOOL","IV26 2UP","IV26 2UP","S","S","<Null>","2015-02-23","IV26","IV26 2",6,8,"osgb1000038780109",62.905008000000002,"Building",10021,"osgb1000038780109","<Null>","<Null>","<Null>",1.4,88.067010999999994,1,16226.292966000001,2]
[3,84,"Point",130009728,11818411,"I","<Null>","<Null>","RD","<Null>",212973,894235,1,9068,"2005-07-21","<Null>","2005-07-21","2005-07-21","<Null>","<Null>","<Null>","<Null>","<Null>","<Null>","<Null>","<Null>","<Null>","<Null>","<Null>",18,"<Null>","<Null>","<Null>","<Null>",84403831,1,"<Null>","<Null>","osgb1000002142002740",12,"osgb4000000003518236",6,"osgb1000038779921",4,"MARKET STREET","<Null>","MARKET STREET","<Null>","<Null>","<Null>","ULLAPOOL","HIGHLAND","ULLAPOOL","IV26 2XE","IV26 2XE","S","S","<Null>","2015-02-23","IV26","IV26 2",6,8,"osgb1000038779921",82.556991999999994,"Building",10021,"osgb1000038779921","<Null>","<Null>","<Null>",1.4,115.57978900000001,1,16104.370725000001,2]
[2,264,"Point",130009530,11818154,"I","<Null>","<Null>","RD","<Null>",213077,894053,1,9068,"2005-07-21","<Null>","2005-07-21","2005-07-21","<Null>","<Null>","<Null>","<Null>","<Null>","<Null>","<Null>","<Null>","<Null>","<Null>","<Null>",28,"<Null>","<Null>","<Null>","BALONE HOUSE",84403845,1,"<Null>","<Null>","osgb1000002142081714",1,"osgb4000000003518226",8,"osgb1000038780339",4,"SHORE STREET","<Null>","SHORE STREET","<Null>","<Null>","<Null>","ULLAPOOL","HIGHLAND","ULLAPOOL","IV26 2UJ","IV26 2UJ","S","S","<Null>","2015-02-23","IV26","IV26 2",6,8,"osgb1000038780339",77.057952,"Building",10021,"osgb1000038780339","<Null>","<Null>","<Null>",1.4,107.88113300000001,1,16089.937562999999,2]
[6,538,"Point",130103026,11818465,"I","<Null>","<Null>","RD","<Null>",212987,894669,1,9068,"2006-01-20","<Null>","2006-01-20","2006-01-20","<Null>","<Null>","<Null>","<Null>","4 BROOMBANK","<Null>","<Null>","<Null>","<Null>","<Null>","<Null>",4,"<Null>","<Null>","<Null>","<Null>",84412217,1,"<Null>","<Null>","osgb1000002142002708",12,"osgb4000000003546270",1,"osgb1000038779628",5,"BROOMBANK","<Null>","NORTH ROAD","<Null>","<Null>","<Null>","ULLAPOOL","HIGHLAND","ULLAPOOL","IV26 2XL","IV26 2XL","S","S","<Null>","2015-02-23","IV26","IV26 2",6,8,"osgb1000038779628",117.11502400000001,"Building",10021,"osgb1000038779628","<Null>","<Null>","<Null>",1.4,163.96103400000001,1,15953.58216,2]
[3,207,"Point",130009737,11818412,"I","<Null>","<Null>","RD","<Null>",212982,894238,1,9068,"2005-07-21","<Null>","2005-07-21","2005-07-21","<Null>","<Null>","<Null>","<Null>","<Null>","<Null>","<Null>","<Null>","<Null>","<Null>","<Null>",19,"<Null>","<Null>","<Null>","KILDONAN HOUSE",84403831,1,"<Null>","<Null>","osgb1000002142002741",12,"osgb4000000003518236",6,"osgb1000038779922",4,"MARKET STREET","<Null>","MARKET STREET","<Null>","<Null>","<Null>","ULLAPOOL","HIGHLAND","ULLAPOOL","IV26 2XE","IV26 2XE","S","S","<Null>","2015-02-23","IV26","IV26 2",6,8,"osgb1000038779922",100.54,"Building",10021,"osgb1000038779922","<Null>","<Null>","<Null>",1.4,140.756,1,15903.066091000001,2]
[4,510,"Point",130085371,11817871,"I","<Null>","<Null>","RD","<Null>",212962,894577,1,9068,"2005-11-07","<Null>","2005-11-07","2005-11-07","<Null>","<Null>","<Null>","<Null>","DAVAAR","<Null>","<Null>","<Null>","<Null>","<Null>","<Null>","<Null>","<Null>","<Null>","<Null>","DAVAAR",84403835,1,"<Null>","<Null>","osgb1000002142002719",10,"osgb4000000003518241",5,"osgb1000038779667",4,"MOSS ROAD","<Null>","MOSS ROAD","<Null>","<Null>","<Null>","ULLAPOOL","HIGHLAND","ULLAPOOL","IV26 2TF","IV26 2TF","S","S","<Null>","2015-02-23","IV26","IV26 2",6,8,"osgb1000038779667",118.67,"Building",10021,"osgb1000038779667","<Null>","<Null>","<Null>",1.4,166.13800000000001,1,15817.226757,2]
[7,108,"Point",130009434,11817834,"I","<Null>","<Null>","RD","<Null>",212481,894338,1,9068,"2005-07-21","<Null>","2005-07-21","2005-07-21","<Null>","<Null>","<Null>","<Null>","<Null>","<Null>","<Null>","<Null>","<Null>","<Null>","<Null>",57,"<Null>","<Null>","<Null>","<Null>",84405638,1,"<Null>","<Null>","osgb1000002142002351",10,"osgb4000000003522822",5,"osgb1000038779786",4,"ST VALERY PLACE","<Null>","ST. VALERY PLACE","<Null>","<Null>","<Null>","ULLAPOOL","HIGHLAND","ULLAPOOL","IV26 2TD","IV26 2TD","S","S","<Null>","2015-02-23","IV26","IV26 2",6,8,"osgb1000038779786",61.92,"Building",10021,"osgb1000038779786","<Null>","<Null>","<Null>",1.4,86.688000000000002,1,15670.549886000001,4]
[5,428,"Point",130009756,11818468,"I","<Null>","<Null>","RD","<Null>",212630,894816,1,9068,"2005-07-21","<Null>","2005-07-21","2005-07-21","<Null>","<Null>","<Null>","<Null>","<Null>","<Null>","<Null>","<Null>","<Null>","<Null>","<Null>",10,"<Null>","<Null>","<Null>","<Null>",84403833,1,"<Null>","<Null>","osgb1000002142002311",13,"osgb4000000003526817",5,"osgb1000038779557",4,"MOREFIELD CRESCENT","<Null>","MOREFIELD CRESCENT","<Null>","<Null>","<Null>","ULLAPOOL","HIGHLAND","ULLAPOOL","IV26 2XN","IV26 2XN","S","S","<Null>","2015-02-23","IV26","IV26 2",6,8,"osgb1000038779557",115.48499200000001,"Building",10021,"osgb1000038779557","<Null>","<Null>","<Null>",1.4,161.678989,1,15544.515950999999,2]
[5,525,"Point",130064385,11818033,"I","<Null>","<Null>","RD","<Null>",212688,894856,1,9068,"2005-07-21","<Null>","2005-07-21","2005-07-21","<Null>","<Null>","<Null>","<Null>","<Null>","<Null>","<Null>","<Null>","<Null>","<Null>","<Null>",19,"<Null>","<Null>","<Null>","<Null>",84414615,1,"<Null>","<Null>","osgb1000002142002683",9,"osgb4000000003518244",5,"osgb1000038779553",4,"KANACHRINE PLACE","<Null>","KANACHRINE PLACE","<Null>","<Null>","<Null>","ULLAPOOL","HIGHLAND","ULLAPOOL","IV26 2TX","IV26 2TX","S","S","<Null>","2015-02-23","IV26","IV26 2",6,8,"osgb1000038779553",55.569519999999997,"Building",10021,"osgb1000038779553","<Null>","<Null>","<Null>",1.4,77.797327999999993,1,15536.539729,2]
[7,112,"Point",130009616,11818245,"I","<Null>","<Null>","RD","<Null>",212397,894357,1,9068,"2005-07-21","<Null>","2005-07-21","2005-07-21","<Null>","<Null>","<Null>","<Null>","ESSEX COTTAGE","<Null>","<Null>","<Null>","<Null>","<Null>","<Null>",27,"<Null>","<Null>","<Null>","ESSEX COTTAGE",84403850,1,"<Null>","<Null>","osgb1000002142002342",13,"osgb4000000003514720",9,"osgb1000038779799",4,"WEST TERRACE","<Null>","WEST TERRACE","<Null>","<Null>","<Null>","ULLAPOOL","HIGHLAND","ULLAPOOL","IV26 2UU","IV26 2UU","S","S","<Null>","2015-02-23","IV26","IV26 2",6,8,"osgb1000038779799",121.314992,"Building",10021,"osgb1000038779799","<Null>","<Null>","<Null>",1.4,84.920494000000005,2,15421.454250000001,2]
[4,503,"Point",130085790,28322267,"I","<Null>","<Null>","RD","<Null>",212926,894539,1,9068,"2005-11-07","<Null>","2005-11-07","2005-11-07","<Null>","<Null>","<Null>","<Null>","TOBERMORY","<Null>","<Null>","<Null>","<Null>","<Null>","<Null>","<Null>","<Null>","<Null>","<Null>","TOBERMORY",84403835,1,"<Null>","<Null>","osgb1000002142073358",10,"osgb4000000003518241",5,"osgb1000038779664",4,"MOSS ROAD","<Null>","MOSS ROAD","<Null>","<Null>","<Null>","ULLAPOOL","HIGHLAND","ULLAPOOL","IV26 2TF","IV26 2TF","S","S","<Null>","2015-02-23","IV26","IV26 2",6,8,"osgb1000038779664",110.64,"Building",10021,"osgb1000038779664","<Null>","<Null>","<Null>",1.4,154.89599999999999,1,15408.160548,2]
[7,192,"Point",130009595,11818242,"I","<Null>","<Null>","RD","<Null>",212411,894325,1,9068,"2005-07-21","<Null>","2005-07-21","2005-07-21","<Null>","<Null>","<Null>","<Null>","CEOL MARA","<Null>","<Null>","<Null>","<Null>","<Null>","<Null>","<Null>","<Null>","<Null>","<Null>","CEOL MARA",84403850,1,"<Null>","<Null>","osgb1000002142002356",13,"osgb4000000003514720",9,"osgb1000038779802",4,"WEST TERRACE","<Null>","WEST TERRACE","<Null>","<Null>","<Null>","ULLAPOOL","HIGHLAND","ULLAPOOL","IV26 2UU","IV26 2UU","S","S","<Null>","2015-02-23","IV26","IV26 2",6,8,"osgb1000038779802",103.839984,"Building",10021,"osgb1000038779802","<Null>","<Null>","<Null>",1.4,145.375978,1,15408.160548,2]
[3,336,"Point",130085615,53511455,"I",2,"2011-06-03","RD","<Null>",213015,894155,1,9068,"2005-11-07","<Null>","2011-06-03","2005-11-07","<Null>","<Null>","<Null>","<Null>","<Null>","<Null>","<Null>","<Null>","<Null>","<Null>","<Null>",14,"<Null>","<Null>","<Null>","KINDAR",84403838,1,"<Null>","Y","osgb5000005126001972",2,"osgb4000000003518234",7,"osgb1000038780373",4,"PULTENEY STREET","<Null>","PULTENEY STREET","<Null>","<Null>","<Null>","ULLAPOOL","HIGHLAND","ULLAPOOL","IV26 2UP","IV26 2UP","S","S","<Null>","2015-02-23","IV26","IV26 2",6,8,"osgb1000038780373",84.194991999999999,"Building",10021,"osgb1000038780373","<Null>","<Null>","<Null>",1.4,117.872989,1,15350.742746,4]
[7,236,"Point",130009409,11817843,"I","<Null>","<Null>","RD","<Null>",212556,894344,1,9068,"2005-07-21","<Null>","2005-07-21","2005-07-21","<Null>","<Null>","<Null>","<Null>","<Null>","<Null>","<Null>","<Null>","<Null>","<Null>","<Null>",69,"<Null>","<Null>","<Null>","<Null>",84405638,1,"<Null>","<Null>","osgb1000002142002444",10,"osgb4000000003522822",5,"osgb1000038779766",4,"ST VALERY PLACE","<Null>","ST. VALERY PLACE","<Null>","<Null>","<Null>","ULLAPOOL","HIGHLAND","ULLAPOOL","IV26 2TD","IV26 2TD","S","S","<Null>","2015-02-23","IV26","IV26 2",6,8,"osgb1000038779766",66.753007999999994,"Building",10021,"osgb1000038779766","<Null>","<Null>","<Null>",1.4,93.454211000000001,1,15349.468613999999,4]
[2,90,"Point",130009549,11818198,"I","<Null>","<Null>","RD","<Null>",212821,894091,1,9068,"2005-07-21","<Null>","2006-12-22","2005-07-21","<Null>","<Null>","<Null>","<Null>","<Null>","<Null>","<Null>","<Null>","<Null>","<Null>","<Null>",27,"<Null>","<Null>","<Null>","<Null>",84403838,1,"<Null>","<Null>","osgb1000002142002607",11,"osgb4000000003518231",9,"osgb1000038780107",4,"PULTENEY STREET","<Null>","PULTENEY STREET","<Null>","<Null>","<Null>","ULLAPOOL","HIGHLAND","ULLAPOOL","IV26 2UP","IV26 2UP","S","S","<Null>","2015-02-23","IV26","IV26 2",6,8,"osgb1000038780107",74.12,"Building",10021,"osgb1000038780107","<Null>","<Null>","<Null>",1.4,103.768,1,15271.805145,2]
[4,473,"Point",130009438,11817857,"I","<Null>","<Null>","RD","<Null>",212934,894495,1,9068,"2005-07-21","<Null>","2005-07-21","2005-07-21","<Null>","<Null>","<Null>","<Null>","<Null>","<Null>","<Null>","<Null>","<Null>","<Null>","<Null>",10,"<Null>","<Null>","<Null>","HILLVIEW",84403835,1,"<Null>","<Null>","osgb1000002142002426",13,"osgb4000000003518241",5,"osgb1000038779673",6,"MOSS ROAD","<Null>","MOSS ROAD","<Null>","<Null>","<Null>","ULLAPOOL","HIGHLAND","ULLAPOOL","IV26 2TF","IV26 2TF","S","S","<Null>","2015-02-23","IV26","IV26 2",6,8,"osgb1000038779673",123.55,"Building",10021,"osgb1000038779673","<Null>","<Null>","<Null>",1.4,172.97,1,15271.805145,2]
[4,505,"Point",130081508,11818441,"I","<Null>","<Null>","RD","<Null>",212891,894540,1,9068,"2005-07-21","<Null>","2005-07-21","2005-07-21","<Null>","<Null>","<Null>","<Null>","<Null>","<Null>","<Null>","<Null>","<Null>","<Null>","<Null>",5,"<Null>","<Null>","<Null>","<Null>",84403840,1,"<Null>","<Null>","osgb1000002142002418",9,"osgb4000000003522842",5,"osgb1000038779659",4,"RIVERSIDE TERRACE","<Null>","RIVERSIDE TERRACE","<Null>","<Null>","<Null>","ULLAPOOL","HIGHLAND","ULLAPOOL","IV26 2XG","IV26 2XG","S","S","<Null>","2015-02-23","IV26","IV26 2",6,8,"osgb1000038779659",112.54499199999999,"Building",10021,"osgb1000038779659","<Null>","<Null>","<Null>",1.4,157.56298899999999,1,15271.805145,2]
[3,167,"Point",130009555,11818185,"I","<Null>","<Null>","RD","<Null>",212962,894147,1,9068,"2005-07-21","<Null>","2005-07-21","2005-07-21","<Null>","<Null>","<Null>","<Null>","<Null>","<Null>","<Null>","<Null>","<Null>","<Null>","<Null>",11,"<Null>","<Null>","<Null>","<Null>",84403838,1,"<Null>","<Null>","osgb1000002142002772",12,"osgb4000000003518234",7,"osgb1000038779947",5,"PULTENEY STREET","<Null>","PULTENEY STREET","<Null>","<Null>","<Null>","ULLAPOOL","HIGHLAND","ULLAPOOL","IV26 2UP","IV26 2UP","S","S","<Null>","2015-02-23","IV26","IV26 2",6,8,"osgb1000038779947",75.974992,"Building",10021,"osgb1000038779947","<Null>","<Null>","<Null>",1.4,106.36498899999999,1,15194.024504999999,4]
[3,222,"Point",130009721,11818408,"I","<Null>","<Null>","RD","<Null>",212920,894226,1,9068,"2005-07-21","<Null>","2006-08-11","2005-07-21","<Null>","<Null>","<Null>","<Null>","<Null>","<Null>","<Null>","<Null>","<Null>","<Null>","<Null>",15,"<Null>","<Null>","<Null>","<Null>",84403831,1,"<Null>","<Null>","osgb1000002142002588",13,"osgb4000000003518236",6,"osgb1000038779918",4,"MARKET STREET","<Null>","MARKET STREET","<Null>","<Null>","<Null>","ULLAPOOL","HIGHLAND","ULLAPOOL","IV26 2XE","IV26 2XE","S","S","<Null>","2015-02-23","IV26","IV26 2",6,8,"osgb1000038779918",67.545007999999996,"Building",10021,"osgb1000038779918","<Null>","<Null>","<Null>",1.4,94.563011000000003,1,15191.283291,2]
[4,504,"Point",130081455,11817848,"I","<Null>","<Null>","RD","<Null>",212922,894578,1,9068,"2005-07-21","<Null>","2005-07-21","2005-07-21","<Null>","<Null>","<Null>","<Null>","COLINDALE","<Null>","<Null>","<Null>","<Null>","<Null>","<Null>",7,"<Null>","<Null>","<Null>","COLINDALE",84403840,1,"<Null>","<Null>","osgb1000002142002420",9,"osgb4000000003522842",5,"osgb1000038779662",4,"RIVERSIDE TERRACE","<Null>","RIVERSIDE TERRACE","<Null>","<Null>","<Null>","ULLAPOOL","HIGHLAND","ULLAPOOL","IV26 2TE","IV26 2TE","S","S","<Null>","2015-02-23","IV26","IV26 2",6,8,"osgb1000038779662",128.755008,"Building",10021,"osgb1000038779662","<Null>","<Null>","<Null>",1.4,180.25701100000001,1,15135.449742000001,2]
[4,637,"Point",130164573,11817872,"I",2,"2012-03-14","RD02","<Null>",212947,894431,1,9068,"2012-03-14","<Null>","2012-03-14","2012-03-14","<Null>","<Null>","<Null>","<Null>","<Null>","<Null>","<Null>","<Null>","<Null>","<Null>","<Null>",7,"<Null>","<Null>","<Null>","<Null>",84403835,1,"<Null>","Y","osgb1000002142082218",3,"osgb4000000003518241",5,"osgb1000038779678",6,"MOSS ROAD","<Null>","MOSS ROAD","<Null>","<Null>","<Null>","ULLAPOOL","HIGHLAND","ULLAPOOL","IV26 2TF","IV26 2TF","S","S","<Null>","2015-02-23","IV26","IV26 2",6,8,"osgb1000038779678",109.95,"Building",10021,"osgb1000038779678","<Null>","<Null>","<Null>",1.4,153.93,1,14862.738934999999,2]
[3,205,"Point",130009553,11818195,"I","<Null>","<Null>","RD","<Null>",212954,894116,1,9068,"2005-07-21","<Null>","2005-07-21","2005-07-21","<Null>","<Null>","<Null>","<Null>","<Null>","<Null>","<Null>","<Null>","<Null>","<Null>","<Null>",22,"<Null>","<Null>","<Null>","<Null>",84403838,1,"<Null>","<Null>","osgb1000002142002783",12,"osgb4000000003518234",7,"osgb1000038779959",4,"PULTENEY STREET","<Null>","PULTENEY STREET","<Null>","<Null>","<Null>","ULLAPOOL","HIGHLAND","ULLAPOOL","IV26 2UP","IV26 2UP","S","S","<Null>","2015-02-23","IV26","IV26 2",6,8,"osgb1000038779959",98.769007999999999,"Building",10021,"osgb1000038779959","<Null>","<Null>","<Null>",1.4,138.276611,1,14726.383532,2]
[4,104,"Point",130009748,11818434,"I","<Null>","<Null>","RD","<Null>",212997,894304,1,9068,"2005-07-21","<Null>","2005-07-21","2005-07-21","<Null>","<Null>","<Null>","<Null>","<Null>","<Null>","<Null>","<Null>","<Null>","<Null>","<Null>",7,"<Null>","<Null>","<Null>","<Null>",84403824,1,"<Null>","<Null>","osgb1000002142002745",9,"osgb4000000003518237",5,"osgb1000038780212",8,"CUSTOM HOUSE STREET","<Null>","CUSTOM HOUSE STREET","<Null>","<Null>","<Null>","ULLAPOOL","HIGHLAND","ULLAPOOL","IV26 2XF","IV26 2XF","S","S","<Null>","2015-02-23","IV26","IV26 2",6,8,"osgb1000038780212",63.923839999999998,"Building",10021,"osgb1000038780212","<Null>","<Null>","<Null>",1.4,89.493375999999998,1,14726.383532,2]
[8,244,"Point",130009675,11818310,"I","<Null>","<Null>","RD","<Null>",212635,894099,1,9068,"2005-07-21","<Null>","2005-07-21","2005-07-21","<Null>","<Null>","<Null>","<Null>","<Null>","<Null>","<Null>","<Null>","<Null>","<Null>","<Null>",16,"<Null>","<Null>","<Null>","<Null>",84403844,1,"<Null>","<Null>","osgb1000002142002554",9,"osgb4000000003518229",5,"osgb1000038780057",4,"SEAFORTH ROAD","<Null>","SEAFORTH ROAD","<Null>","<Null>","<Null>","ULLAPOOL","HIGHLAND","ULLAPOOL","IV26 2UY","IV26 2UY","S","S","<Null>","2015-02-23","IV26","IV26 2",6,8,"osgb1000038780057",66.509984000000003,"Building",10021,"osgb1000038780057","<Null>","<Null>","<Null>",1.4,93.113978000000003,1,14651.978456999999,1]
[2,408,"Point",130081486,11818090,"I",2,"2012-03-01","RD04","<Null>",213023,894067,1,9068,"2005-07-21","<Null>","2012-03-01","2005-07-21","<Null>","<Null>","<Null>","<Null>","<Null>","<Null>","<Null>","<Null>","<Null>","<Null>","<Null>",17,"<Null>","<Null>","<Null>","CORRAN",84405494,1,"<Null>","Y","osgb1000002142002920",9,"osgb4000000003518232",6,"osgb1000038780349",4,"ARGYLE STREET","<Null>","ARGYLE STREET","<Null>","<Null>","<Null>","ULLAPOOL","HIGHLAND","ULLAPOOL","IV26 2UB","IV26 2UB","S","S","<Null>","2015-02-23","IV26","IV26 2",6,8,"osgb1000038780349",73.434976000000006,"Building",10021,"osgb1000038780349","<Null>","<Null>","<Null>",1.4,102.808966,1,14594.58597,2]
[3,242,"Point",130009717,11818393,"I","<Null>","<Null>","RD","<Null>",212951,894194,1,9068,"2005-07-21","<Null>","2005-07-21","2005-07-21","<Null>","<Null>","<Null>","<Null>","ARDALE","<Null>","<Null>","<Null>","<Null>","<Null>","<Null>","<Null>","<Null>","<Null>","<Null>","ARDALE",84403831,1,"<Null>","<Null>","osgb1000002142002769",12,"osgb4000000003518236",6,"osgb1000038779935",5,"MARKET STREET","<Null>","MARKET STREET","<Null>","<Null>","<Null>","ULLAPOOL","HIGHLAND","ULLAPOOL","IV26 2XE","IV26 2XE","S","S","<Null>","2015-02-23","IV26","IV26 2",6,8,"osgb1000038779935",107.86798400000001,"Building",10021,"osgb1000038779935","<Null>","<Null>","<Null>",1.4,75.507588999999996,2,14590.028129,2]
[4,454,"Point",130009445,11817865,"I","<Null>","<Null>","RD","<Null>",212963,894555,1,9068,"2005-07-21","<Null>","2005-07-21","2005-07-21","<Null>","<Null>","<Null>","<Null>","ROSELEA","<Null>","<Null>","<Null>","<Null>","<Null>","<Null>","<Null>","<Null>","<Null>","<Null>","ROSELEA",84403835,1,"<Null>","<Null>","osgb1000002142002720",10,"osgb4000000003518241",5,"osgb1000038779668",4,"MOSS ROAD","<Null>","MOSS ROAD","<Null>","<Null>","<Null>","ULLAPOOL","HIGHLAND","ULLAPOOL","IV26 2TF","IV26 2TF","S","S","<Null>","2015-02-23","IV26","IV26 2",6,8,"osgb1000038779668",93,"Building",10021,"osgb1000038779668","<Null>","<Null>","<Null>",1.4,130.19999999999999,1,14514.275065,4]
[2,123,"Point",130009586,11818234,"I","<Null>","<Null>","RD","<Null>",212682,893867,1,9068,"2005-07-21","<Null>","2005-07-21","2005-07-21","<Null>","<Null>","<Null>","<Null>","<Null>","<Null>","<Null>","<Null>","<Null>","<Null>","<Null>",7,"<Null>","<Null>","<Null>","FRASER HOUSE",84403849,1,"<Null>","<Null>","osgb1000002142002219",9,"osgb4000000003522831",6,"osgb1000038779445",3,"WEST SHORE STREET","<Null>","WEST SHORE STREET","<Null>","<Null>","<Null>","ULLAPOOL","HIGHLAND","ULLAPOOL","IV26 2UR","IV26 2UR","S","S","<Null>","2015-02-23","IV26","IV26 2",6,8,"osgb1000038779445",92.798016000000004,"Building",10021,"osgb1000038779445","<Null>","<Null>","<Null>",1.4,129.91722200000001,1,14500.770414000001,2]
[2,354,"Point",130081472,11818095,"I","<Null>","<Null>","RD","<Null>",212835,894031,1,9068,"2005-07-21","<Null>","2005-07-21","2005-07-21","<Null>","<Null>","<Null>","<Null>","<Null>","<Null>","<Null>","<Null>","<Null>","<Null>","<Null>",4,"<Null>","<Null>","<Null>","<Null>",84405494,1,"<Null>","<Null>","osgb1000002142002755",9,"osgb4000000003518230",7,"osgb1000038780114",4,"ARGYLE STREET","<Null>","ARGYLE STREET","<Null>","<Null>","<Null>","ULLAPOOL","HIGHLAND","ULLAPOOL","IV26 2UB","IV26 2UB","S","S","<Null>","2015-02-23","IV26","IV26 2",6,8,"osgb1000038780114",87.269983999999994,"Building",10021,"osgb1000038780114","<Null>","<Null>","<Null>",1.4,122.177978,1,14493.933653,2]
[7,226,"Point",130009715,11818390,"I","<Null>","<Null>","RD","<Null>",212456,894371,1,9068,"2005-07-21","<Null>","2005-07-21","2005-07-21","<Null>","<Null>","<Null>","<Null>","<Null>","<Null>","<Null>","<Null>","<Null>","<Null>","<Null>",7,"<Null>","<Null>","<Null>","DUNEIDEANN",84403823,1,"<Null>","<Null>","osgb1000002142002355",9,"osgb4000000003514723",6,"osgb1000038779793",4,"CASTLE TERRACE","<Null>","CASTLE TERRACE","<Null>","<Null>","<Null>","ULLAPOOL","HIGHLAND","ULLAPOOL","IV26 2XD","IV26 2XD","S","S","<Null>","2015-02-23","IV26","IV26 2",6,8,"osgb1000038779793",114.965008,"Building",10021,"osgb1000038779793","<Null>","<Null>","<Null>",1.4,160.95101099999999,1,14453.672726000001,2]
[2,396,"Point",130126132,11818136,"I","<Null>","<Null>","RD","<Null>",212833,893974,1,9068,"2007-03-23","<Null>","2007-03-23","2007-03-23","<Null>","<Null>","<Null>","<Null>","<Null>","<Null>","<Null>","<Null>","<Null>","<Null>","<Null>",1,"<Null>","<Null>","<Null>","<Null>",84403845,1,"<Null>","<Null>","osgb1000002142002230",9,"osgb4000000003518226",8,"osgb1000038779466",3,"SHORE STREET","<Null>","SHORE STREET","<Null>","<Null>","<Null>","ULLAPOOL","HIGHLAND","ULLAPOOL","IV26 2UJ","IV26 2UJ","S","S","<Null>","2015-02-23","IV26","IV26 2",6,8,"osgb1000038779466",171.59904,"Building",10021,"osgb1000038779466","<Null>","<Null>","<Null>",1.4,240.23865599999999,1,14430.883522,2]
[2,274,"Point",130009516,11818142,"I","<Null>","<Null>","RD","<Null>",212953,894015,1,9068,"2005-07-21","<Null>","2005-07-21","2005-07-21","<Null>","<Null>","<Null>","<Null>","<Null>","<Null>","<Null>","<Null>","<Null>","<Null>","<Null>",15,"<Null>","<Null>","<Null>","<Null>",84403845,1,"<Null>","<Null>","osgb1000002142002790",9,"osgb4000000003518226",8,"osgb1000038780138",4,"SHORE STREET","<Null>","SHORE STREET","<Null>","<Null>","<Null>","ULLAPOOL","HIGHLAND","ULLAPOOL","IV26 2UJ","IV26 2UJ","S","S","<Null>","2015-02-23","IV26","IV26 2",6,8,"osgb1000038780138",63.739856000000003,"Building",10021,"osgb1000038780138","<Null>","<Null>","<Null>",1.4,89.235798000000003,1,14393.281336,2]
[7,294,"Point",130009375,11817803,"I","<Null>","<Null>","RD","<Null>",212514,894210,1,9068,"2005-07-21","<Null>","2005-07-21","2005-07-21","<Null>","<Null>","<Null>","<Null>","<Null>","<Null>","<Null>","<Null>","<Null>","<Null>","<Null>",29,"<Null>","<Null>","<Null>","<Null>",84405638,1,"<Null>","<Null>","osgb1000002142002394",10,"osgb4000000003518224",6,"osgb1000038779852",4,"ST VALERY PLACE","<Null>","ST. VALERY PLACE","<Null>","<Null>","<Null>","ULLAPOOL","HIGHLAND","ULLAPOOL","IV26 2TD","IV26 2TD","S","S","<Null>","2015-02-23","IV26","IV26 2",6,8,"osgb1000038779852",71.355519999999999,"Building",10021,"osgb1000038779852","<Null>","<Null>","<Null>",1.4,99.897728000000001,1,14385.684934999999,2]
[7,122,"Point",130009602,11818268,"I","<Null>","<Null>","RD","<Null>",212463,894135,1,9068,"2005-07-21","<Null>","2005-07-21","2005-07-21","<Null>","<Null>","<Null>","<Null>","<Null>","<Null>","<Null>","<Null>","<Null>","<Null>","<Null>",7,"<Null>","<Null>","<Null>","<Null>",84403850,1,"<Null>","<Null>","osgb1000002142002404",12,"osgb4000000003543294",5,"osgb1000038780026",4,"WEST TERRACE","<Null>","WEST TERRACE","<Null>","<Null>","<Null>","ULLAPOOL","HIGHLAND","ULLAPOOL","IV26 2UU","IV26 2UU","S","S","<Null>","2015-02-23","IV26","IV26 2",6,8,"osgb1000038780026",68.72,"Building",10021,"osgb1000038780026","<Null>","<Null>","<Null>",1.4,96.207999999999998,1,14344.815505,4]
[1,148,"Point",130009631,11818277,"I","<Null>","<Null>","RD","<Null>",212869,894331,1,9068,"2005-07-21","<Null>","2005-07-21","2005-07-21","<Null>","<Null>","<Null>","<Null>","<Null>","<Null>","<Null>","<Null>","<Null>","<Null>","<Null>",13,"<Null>","<Null>","<Null>","<Null>",84403830,1,"<Null>","<Null>","osgb1000002142002506",10,"osgb4000000003526808",5,"osgb1000038779732",4,"LADYSMITH STREET","<Null>","LADYSMITH STREET","<Null>","<Null>","<Null>","ULLAPOOL","HIGHLAND","ULLAPOOL","IV26 2UW","IV26 2UW","S","S","<Null>","2015-02-23","IV26","IV26 2",6,8,"osgb1000038779732",83.035008000000005,"Building",10021,"osgb1000038779732","<Null>","<Null>","<Null>",1.4,116.249011,1,14270.599455,2]
[3,273,"Point",130009620,11818271,"I","<Null>","<Null>","RD","<Null>",212920,894149,1,9068,"2005-07-21","<Null>","2005-07-21","2005-07-21","<Null>","<Null>","<Null>","<Null>","CHILDERS","<Null>","<Null>","<Null>","<Null>","<Null>","<Null>","<Null>","<Null>","<Null>","<Null>","CHILDERS",84403830,1,"<Null>","<Null>","osgb1000002142002591",10,"osgb4000000003522835",5,"osgb1000038779939",4,"LADYSMITH STREET","<Null>","LADYSMITH STREET","<Null>","<Null>","<Null>","ULLAPOOL","HIGHLAND","ULLAPOOL","IV26 2UW","IV26 2UW","S","S","<Null>","2015-02-23","IV26","IV26 2",6,8,"osgb1000038779939",97.404991999999993,"Building",10021,"osgb1000038779939","<Null>","<Null>","<Null>",1.4,136.36698899999999,1,14180.96192,2]
[4,463,"Point",130009449,11817869,"I",2,"2012-04-24","RD","<Null>",212971,894379,1,9068,"2005-07-21","<Null>","2012-04-24","2005-07-21","<Null>","<Null>","<Null>","<Null>","<Null>","<Null>","<Null>","<Null>","<Null>","<Null>","<Null>",1,"<Null>","<Null>","<Null>","MO DHACHAIDH",84403835,1,"<Null>","Y","osgb1000002142001239",16,"osgb4000000003526820",5,"osgb1000038779704",6,"MOSS ROAD","<Null>","MOSS ROAD","<Null>","<Null>","<Null>","ULLAPOOL","HIGHLAND","ULLAPOOL","IV26 2TF","IV26 2TF","S","S","<Null>","2015-02-23","IV26","IV26 2",6,8,"osgb1000038779704",119.03,"Building",10021,"osgb1000038779704","<Null>","<Null>","<Null>",1.4,166.642,1,14180.96192,2]
[6,603,"Point",130064537,11818464,"I","<Null>","<Null>","RD","<Null>",212993,894651,1,9068,"2005-07-21","<Null>","2007-03-13","2005-07-21","<Null>","<Null>","<Null>","<Null>","3 BROOMBANK","<Null>","<Null>","<Null>","<Null>","<Null>","<Null>",3,"<Null>","<Null>","<Null>","<Null>",84412217,1,"<Null>","<Null>","osgb1000002142002711",11,"osgb4000000003546270",1,"osgb1000038779629",8,"BROOMBANK","<Null>","NORTH ROAD","<Null>","<Null>","<Null>","ULLAPOOL","HIGHLAND","ULLAPOOL","IV26 2XL","IV26 2XL","S","S","<Null>","2015-02-23","IV26","IV26 2",6,8,"osgb1000038779629",128.08000000000001,"Building",10021,"osgb1000038779629","<Null>","<Null>","<Null>",1.4,179.31200000000001,1,14180.96192,2]
[6,609,"Point",130064539,11818461,"I","<Null>","<Null>","RD","<Null>",213008,894613,1,9068,"2005-07-21","<Null>","2005-07-21","2005-07-21","<Null>","<Null>","<Null>","<Null>","1 BROOMBANK","<Null>","<Null>","<Null>","<Null>","<Null>","<Null>",1,"<Null>","<Null>","<Null>","<Null>",84412217,1,"<Null>","<Null>","osgb1000002142002867",12,"osgb4000000003518238",8,"osgb1000038780422",4,"BROOMBANK","<Null>","NORTH ROAD","<Null>","<Null>","<Null>","ULLAPOOL","HIGHLAND","ULLAPOOL","IV26 2XL","IV26 2XL","S","S","<Null>","2015-02-23","IV26","IV26 2",6,8,"osgb1000038780422",97.707999999999998,"Building",10021,"osgb1000038780422","<Null>","<Null>","<Null>",1.4,136.7912,1,14180.96192,2]
[7,276,"Point",130009714,11818389,"I",2,"2010-09-09","RD","<Null>",212479,894376,1,9068,"2005-07-21","<Null>","2010-09-09","2005-07-21","<Null>","<Null>","<Null>","<Null>","<Null>","<Null>","<Null>","<Null>","<Null>","<Null>","<Null>",6,"<Null>","<Null>","<Null>","<Null>",84403823,1,"<Null>","Y","osgb1000002142002354",9,"osgb4000000003514723",6,"osgb1000038779791",4,"CASTLE TERRACE","<Null>","CASTLE TERRACE","<Null>","<Null>","<Null>","ULLAPOOL","HIGHLAND","ULLAPOOL","IV26 2XD","IV26 2XD","S","S","<Null>","2015-02-23","IV26","IV26 2",6,8,"osgb1000038779791",113.444992,"Building",10021,"osgb1000038779791","<Null>","<Null>","<Null>",1.4,158.82298900000001,1,14180.96192,2]
[2,131,"Point",130009520,11818141,"I","<Null>","<Null>","RD","<Null>",212942,894010,1,9068,"2005-07-21","<Null>","2005-07-21","2005-07-21","<Null>","<Null>","<Null>","<Null>","<Null>","<Null>","<Null>","<Null>","<Null>","<Null>","<Null>",14,"<Null>","<Null>","<Null>","<Null>",84403845,1,"<Null>","<Null>","osgb1000002142002789",9,"osgb4000000003518226",8,"osgb1000038780137",4,"SHORE STREET","<Null>","SHORE STREET","<Null>","<Null>","<Null>","ULLAPOOL","HIGHLAND","ULLAPOOL","IV26 2UJ","IV26 2UJ","S","S","<Null>","2015-02-23","IV26","IV26 2",6,8,"osgb1000038780137",79.206751999999994,"Building",10021,"osgb1000038780137","<Null>","<Null>","<Null>",1.4,110.889453,1,14091.324385,2]
[7,110,"Point",130009711,11818386,"I",2,"2013-11-12","RD","<Null>",212544,894367,1,9068,"2005-07-21","<Null>","2013-11-12","2005-07-21","<Null>","<Null>","<Null>","<Null>","<Null>","<Null>","<Null>","<Null>","<Null>","<Null>","<Null>",3,"<Null>","<Null>","<Null>","GLEN FRUGART",84403823,1,"<Null>","Y","osgb1000002142002439",9,"osgb4000000003514723",6,"osgb1000038779768",4,"CASTLE TERRACE","<Null>","CASTLE TERRACE","<Null>","<Null>","<Null>","ULLAPOOL","HIGHLAND","ULLAPOOL","IV26 2XD","IV26 2XD","S","S","<Null>","2015-02-23","IV26","IV26 2",6,8,"osgb1000038779768",172.364045,"Building",10021,"osgb1000038779768","<Null>","<Null>","<Null>",1.4,241.309663,1,14059.409928999999,4]
[7,181,"Point",130009713,11818388,"I","<Null>","<Null>","RD","<Null>",212502,894378,1,9068,"2005-07-21","<Null>","2005-07-21","2005-07-21","<Null>","<Null>","<Null>","<Null>","<Null>","<Null>","<Null>","<Null>","<Null>","<Null>","<Null>",5,"<Null>","<Null>","<Null>","WINGFOLD",84403823,1,"<Null>","<Null>","osgb1000002142002349",9,"osgb4000000003514723",6,"osgb1000038779781",4,"CASTLE TERRACE","<Null>","CASTLE TERRACE","<Null>","<Null>","<Null>","ULLAPOOL","HIGHLAND","ULLAPOOL","IV26 2XD","IV26 2XD","S","S","<Null>","2015-02-23","IV26","IV26 2",6,8,"osgb1000038779781",110.119984,"Building",10021,"osgb1000038779781","<Null>","<Null>","<Null>",1.4,154.16797800000001,1,14044.606517,2]
[1,400,"Point",130064552,11818368,"I","<Null>","<Null>","RD",130083764,212717,894149,1,9068,"2005-07-21","<Null>","2005-07-21","2005-07-21","<Null>","<Null>","<Null>","<Null>","LATHERON BUILDINGS",4,4,"<Null>","<Null>","<Null>","<Null>","<Null>","<Null>","<Null>","<Null>","LATHERON BUILDINGS",84403839,1,"<Null>","<Null>","osgb1000002142002541",13,"osgb4000000003522829",5,"osgb1000038780014",5,"QUAY STREET","<Null>","QUAY STREET","<Null>","<Null>","<Null>","ULLAPOOL","HIGHLAND","ULLAPOOL","IV26 2XA","IV26 2XA","S","S","<Null>","2015-02-23","IV26","IV26 2",6,8,"osgb1000038780014",225.23499200000001,"Building",10021,"osgb1000038780014","<Null>","<Null>","<Null>",1.4,78.832246999999995,4,13990.672068,2]
[7,183,"Point",130009604,11818259,"I","<Null>","<Null>","RD","<Null>",212430,894255,1,9068,"2005-07-21","<Null>","2005-07-21","2005-07-21","<Null>","<Null>","<Null>","<Null>","<Null>","<Null>","<Null>","<Null>","<Null>","<Null>","<Null>",18,"<Null>","<Null>","<Null>","<Null>",84403850,1,"<Null>","<Null>","osgb1000002142002363",12,"osgb4000000003514720",9,"osgb1000038779813",4,"WEST TERRACE","<Null>","WEST TERRACE","<Null>","<Null>","<Null>","ULLAPOOL","HIGHLAND","ULLAPOOL","IV26 2UU","IV26 2UU","S","S","<Null>","2015-02-23","IV26","IV26 2",6,8,"osgb1000038779813",79.580560000000006,"Building",10021,"osgb1000038779813","<Null>","<Null>","<Null>",1.4,111.412784,1,13925.343016999999,2]
[7,305,"Point",130009408,11817845,"I","<Null>","<Null>","RD","<Null>",212564,894346,1,9068,"2005-07-21","<Null>","2005-07-21","2005-07-21","<Null>","<Null>","<Null>","<Null>","<Null>","<Null>","<Null>","<Null>","<Null>","<Null>","<Null>",71,"<Null>","<Null>","<Null>","<Null>",84405638,1,"<Null>","<Null>","osgb1000002142002443",10,"osgb4000000003522823",5,"osgb1000038779765",4,"ST VALERY PLACE","<Null>","ST. VALERY PLACE","<Null>","<Null>","<Null>","ULLAPOOL","HIGHLAND","ULLAPOOL","IV26 2TD","IV26 2TD","S","S","<Null>","2015-02-23","IV26","IV26 2",6,8,"osgb1000038779765",63.224992,"Building",10021,"osgb1000038779765","<Null>","<Null>","<Null>",1.4,88.514989,1,13925.343016999999,2]
[2,34,"Point",130081469,11818078,"I",2,"2011-05-20","CO","<Null>",212885,894017,1,9068,"2005-07-21","<Null>","2011-05-20","2005-07-21","MACLEOD W S","<Null>","<Null>","<Null>","<Null>","<Null>","<Null>","<Null>","<Null>","<Null>","<Null>",26,"<Null>","<Null>","<Null>","<Null>",84405494,1,"<Null>","Y","osgb1000002142002763",10,"osgb4000000003518230",7,"osgb1000038780131",5,"ARGYLE STREET","<Null>","ARGYLE STREET","<Null>","<Null>","<Null>","ULLAPOOL","HIGHLAND","ULLAPOOL","IV26 2UB","IV26 2UB","S","S","<Null>","2015-02-23","IV26","IV26 2",6,8,"osgb1000038780131",40.249983999999998,"Building",10021,"osgb1000038780131","<Null>","<Null>","<Null>",1.4,56.349978,1,13918.444466999999,1]
[4,190,"Point",130009645,11818293,"I","<Null>","<Null>","RD","<Null>",212835,894419,1,9068,"2005-07-21","<Null>","2005-07-21","2005-07-21","<Null>","<Null>","<Null>","<Null>","<Null>","<Null>","<Null>","<Null>","<Null>","<Null>","<Null>",30,"<Null>","<Null>","<Null>","TROUT BECK",84403830,1,"<Null>","<Null>","osgb1000002142002479",9,"osgb4000000003518242",5,"osgb1000038779698",4,"LADYSMITH STREET","<Null>","LADYSMITH STREET","<Null>","<Null>","<Null>","ULLAPOOL","HIGHLAND","ULLAPOOL","IV26 2UW","IV26 2UW","S","S","<Null>","2015-02-23","IV26","IV26 2",6,8,"osgb1000038779698",76.62,"Building",10021,"osgb1000038779698","<Null>","<Null>","<Null>",1.4,107.268,1,13908.251114000001,2]
[1,155,"Point",130009627,11818297,"I","<Null>","<Null>","RD","<Null>",212861,894242,1,9068,"2005-07-21","<Null>","2005-07-21","2005-07-21","<Null>","<Null>","<Null>","<Null>","<Null>","<Null>","<Null>","<Null>","<Null>","<Null>","<Null>",8,"<Null>","<Null>","<Null>","<Null>",84403830,1,"<Null>","<Null>","osgb1000002142002512",9,"osgb4000000003526806",5,"osgb1000038779901",4,"LADYSMITH STREET","<Null>","LADYSMITH STREET","<Null>","<Null>","<Null>","ULLAPOOL","HIGHLAND","ULLAPOOL","IV26 2UW","IV26 2UW","S","S","<Null>","2015-02-23","IV26","IV26 2",6,8,"osgb1000038779901",72.415008,"Building",10021,"osgb1000038779901","<Null>","<Null>","<Null>",1.4,101.381011,1,13810.257537,2]
[2,127,"Point",130009544,11818202,"I","<Null>","<Null>","RD","<Null>",212851,894123,1,9068,"2005-07-21","<Null>","2005-07-21","2005-07-21","<Null>","<Null>","<Null>","<Null>","<Null>","<Null>","<Null>","<Null>","<Null>","<Null>","<Null>",6,"<Null>","<Null>","<Null>","<Null>",84403838,1,"<Null>","<Null>","osgb1000002142002613",11,"osgb4000000003518231",9,"osgb1000038779977",4,"PULTENEY STREET","<Null>","PULTENEY STREET","<Null>","<Null>","<Null>","ULLAPOOL","HIGHLAND","ULLAPOOL","IV26 2UP","IV26 2UP","S","S","<Null>","2015-02-23","IV26","IV26 2",6,8,"osgb1000038779977",94.779983999999999,"Building",10021,"osgb1000038779977","<Null>","<Null>","<Null>",1.4,132.69197800000001,1,13771.895710999999,2]
[3,178,"Point",130009736,11818410,"I","<Null>","<Null>","RD","<Null>",212960,894234,1,9068,"2005-07-21","<Null>","2005-07-21","2005-07-21","<Null>","<Null>","<Null>","<Null>","<Null>","<Null>","<Null>","<Null>","<Null>","<Null>","<Null>",17,"<Null>","<Null>","<Null>","AMULREE",84403831,1,"<Null>","<Null>","osgb1000002142002766",12,"osgb4000000003518236",6,"osgb1000038779920",5,"MARKET STREET","<Null>","MARKET STREET","<Null>","<Null>","<Null>","ULLAPOOL","HIGHLAND","ULLAPOOL","IV26 2XE","IV26 2XE","S","S","<Null>","2015-02-23","IV26","IV26 2",6,8,"osgb1000038779920",76.300032000000002,"Building",10021,"osgb1000038779920","<Null>","<Null>","<Null>",1.4,106.82004499999999,1,13771.895710999999,2]
[6,570,"Point",130133949,27964117,"I","<Null>","<Null>","RD",130089488,212973,894809,1,9068,"2008-03-25","<Null>","2008-03-25","2008-03-25","<Null>","<Null>","<Null>","<Null>","4 BROOMHILL","<Null>",4,"<Null>","<Null>","<Null>","<Null>","<Null>","<Null>","<Null>","<Null>","BROOMHILL",84403836,1,"<Null>","<Null>","osgb1000002142071636",14,"osgb4000000003522847",6,"osgb1000038780208",4,"NORTH ROAD","<Null>","NORTH ROAD","<Null>","<Null>","<Null>","ULLAPOOL","HIGHLAND","ULLAPOOL","IV26 2XL","IV26 2XL","S","S","<Null>","2015-02-23","IV26","IV26 2",6,8,"osgb1000038780208",116.202224,"Building",10021,"osgb1000038780208","<Null>","<Null>","<Null>",1.4,162.68311399999999,1,13635.540308,2]
[8,165,"Point",130009661,11818307,"I","<Null>","<Null>","RD","<Null>",212608,894035,1,9068,"2005-07-21","<Null>","2005-07-21","2005-07-21","<Null>","<Null>","<Null>","<Null>","<Null>","<Null>","<Null>","<Null>","<Null>","<Null>","<Null>",13,"<Null>","<Null>","<Null>","<Null>",84403844,1,"<Null>","<Null>","osgb1000002142002556",9,"osgb4000000003518229",5,"osgb1000038780073",4,"SEAFORTH ROAD","<Null>","SEAFORTH ROAD","<Null>","<Null>","<Null>","ULLAPOOL","HIGHLAND","ULLAPOOL","IV26 2UY","IV26 2UY","S","S","<Null>","2015-02-23","IV26","IV26 2",6,8,"osgb1000038780073",54.895488,"Building",10021,"osgb1000038780073","<Null>","<Null>","<Null>",1.4,76.853683000000004,1,13635.540308,2]
[4,160,"Point",130009638,11818285,"I","<Null>","<Null>","RD","<Null>",212854,894369,1,9068,"2005-07-21","<Null>","2005-07-21","2005-07-21","<Null>","<Null>","<Null>","<Null>","<Null>","<Null>","<Null>","<Null>","<Null>","<Null>","<Null>",21,"<Null>","<Null>","<Null>","<Null>",84403830,1,"<Null>","<Null>","osgb1000002142002497",9,"osgb4000000003518242",5,"osgb1000038779728",4,"LADYSMITH STREET","<Null>","LADYSMITH STREET","<Null>","<Null>","<Null>","ULLAPOOL","HIGHLAND","ULLAPOOL","IV26 2UW","IV26 2UW","S","S","<Null>","2015-02-23","IV26","IV26 2",6,8,"osgb1000038779728",42.804991999999999,"Building",10021,"osgb1000038779728","<Null>","<Null>","<Null>",1.4,59.926988999999999,1,13465.001098999999,2]
[2,271,"Point",130009548,11818192,"I","<Null>","<Null>","RD","<Null>",212813,894136,1,9068,"2005-07-21","<Null>","2005-07-21","2005-07-21","<Null>","<Null>","<Null>","<Null>","2A","<Null>","<Null>","<Null>","<Null>","<Null>","<Null>",2,"A","<Null>","<Null>","<Null>",84403838,1,"<Null>","<Null>","osgb1000002142002574",11,"osgb4000000003518231",9,"osgb1000038779981",4,"PULTENEY STREET","<Null>","PULTENEY STREET","<Null>","<Null>","<Null>","ULLAPOOL","HIGHLAND","ULLAPOOL","IV26 2UP","IV26 2UP","S","S","<Null>","2015-02-23","IV26","IV26 2",6,8,"osgb1000038779981",42.12,"Building",10021,"osgb1000038779981","<Null>","<Null>","<Null>",1.4,58.968000000000004,1,13362.829502000001,2]
[4,421,"Point",130009450,11817870,"I","<Null>","<Null>","RD","<Null>",212962,894395,1,9068,"2005-07-21","<Null>","2005-07-21","2005-07-21","<Null>","<Null>","<Null>","<Null>","<Null>","<Null>","<Null>","<Null>","<Null>","<Null>","<Null>",2,"<Null>","<Null>","<Null>","HEATHER RIDGE",84403835,1,"<Null>","<Null>","osgb1000002142002728",11,"osgb4000000003518241",5,"osgb1000038779703",6,"MOSS ROAD","<Null>","MOSS ROAD","<Null>","<Null>","<Null>","ULLAPOOL","HIGHLAND","ULLAPOOL","IV26 2TF","IV26 2TF","S","S","<Null>","2015-02-23","IV26","IV26 2",6,8,"osgb1000038779703",124.474976,"Building",10021,"osgb1000038779703","<Null>","<Null>","<Null>",1.4,174.26496599999999,1,13341.436528,4]
[2,333,"Point",130081483,11818086,"I","<Null>","<Null>","RD","<Null>",212989,894063,1,9068,"2005-07-21","<Null>","2005-07-21","2005-07-21","<Null>","<Null>","<Null>","<Null>","<Null>","<Null>","<Null>","<Null>","<Null>","<Null>","<Null>",13,"<Null>","<Null>","<Null>","ARGYLL COTTAGE",84405494,1,"<Null>","<Null>","osgb1000002142002786",9,"osgb4000000003518232",6,"osgb1000038780158",4,"ARGYLE STREET","<Null>","ARGYLE STREET","<Null>","<Null>","<Null>","ULLAPOOL","HIGHLAND","ULLAPOOL","IV26 2UB","IV26 2UB","S","S","<Null>","2015-02-23","IV26","IV26 2",6,8,"osgb1000038780158",75.035008000000005,"Building",10021,"osgb1000038780158","<Null>","<Null>","<Null>",1.4,105.04901099999999,1,13286.105849,2]
[2,356,"Point",130081489,52554907,"I","<Null>","<Null>","RD","<Null>",213062,894075,1,9068,"2005-07-21","<Null>","2005-07-21","2005-07-21","<Null>","<Null>","<Null>","<Null>","THE BUNGALOW","<Null>","<Null>","<Null>","<Null>","<Null>","<Null>",20,"<Null>","<Null>","<Null>","THE BUNGALOW",84405494,1,"<Null>","<Null>","osgb5000005100792367",2,"osgb4000000003518232",6,"osgb1000038780353",4,"ARGYLE STREET","<Null>","ARGYLE STREET","<Null>","<Null>","<Null>","ULLAPOOL","HIGHLAND","ULLAPOOL","IV26 2UB","IV26 2UB","S","S","<Null>","2015-02-23","IV26","IV26 2",6,8,"osgb1000038780353",107.762016,"Building",10021,"osgb1000038780353","<Null>","<Null>","<Null>",1.4,75.433411000000007,2,13286.105849,2]
[3,75,"Point",130009565,11818193,"I","<Null>","<Null>","RD","<Null>",212985,894121,1,9068,"2005-07-21","<Null>","2005-07-21","2005-07-21","<Null>","<Null>","<Null>","<Null>","<Null>","<Null>","<Null>","<Null>","<Null>","<Null>","<Null>",20,"<Null>","<Null>","<Null>","VICTOR COTTAGE",84403838,1,"<Null>","<Null>","osgb1000002142002780",12,"osgb4000000003518234",7,"osgb1000038779955",4,"PULTENEY STREET","<Null>","PULTENEY STREET","<Null>","<Null>","<Null>","ULLAPOOL","HIGHLAND","ULLAPOOL","IV26 2UP","IV26 2UP","S","S","<Null>","2015-02-23","IV26","IV26 2",6,8,"osgb1000038779955",90.314992000000004,"Building",10021,"osgb1000038779955","<Null>","<Null>","<Null>",1.4,126.440989,1,13234.83014,2]
[7,221,"Point",130009403,11817829,"I","<Null>","<Null>","RD","<Null>",212503,894319,1,9068,"2005-07-21","<Null>","2005-07-21","2005-07-21","<Null>","<Null>","<Null>","<Null>","<Null>","<Null>","<Null>","<Null>","<Null>","<Null>","<Null>",52,"<Null>","<Null>","<Null>","<Null>",84405638,1,"<Null>","<Null>","osgb1000002142002368",10,"osgb4000000003522822",5,"osgb1000038779782",4,"ST VALERY PLACE","<Null>","ST. VALERY PLACE","<Null>","<Null>","<Null>","ULLAPOOL","HIGHLAND","ULLAPOOL","IV26 2TD","IV26 2TD","S","S","<Null>","2015-02-23","IV26","IV26 2",6,8,"osgb1000038779782",83.817008000000001,"Building",10021,"osgb1000038779782","<Null>","<Null>","<Null>",1.4,117.343811,1,13234.83014,2]
[7,266,"Point",130009392,11817847,"I","<Null>","<Null>","RD","<Null>",212641,894243,1,9068,"2005-07-21","<Null>","2005-07-21","2005-07-21","<Null>","<Null>","<Null>","<Null>","<Null>","<Null>","<Null>","<Null>","<Null>","<Null>","<Null>",9,"<Null>","<Null>","<Null>","<Null>",84405638,1,"<Null>","<Null>","osgb1000002142002462",12,"osgb4000000003522834",5,"osgb1000038779862",4,"ST VALERY PLACE","<Null>","ST. VALERY PLACE","<Null>","<Null>","<Null>","ULLAPOOL","HIGHLAND","ULLAPOOL","IV26 2TD","IV26 2TD","S","S","<Null>","2015-02-23","IV26","IV26 2",6,8,"osgb1000038779862",77.005008000000004,"Building",10021,"osgb1000038779862","<Null>","<Null>","<Null>",1.4,107.807011,1,13234.83014,2]
[7,300,"Point",130009374,11817806,"I","<Null>","<Null>","RD","<Null>",212505,894208,1,9068,"2005-07-21","<Null>","2005-07-21","2005-07-21","<Null>","<Null>","<Null>","<Null>","<Null>","<Null>","<Null>","<Null>","<Null>","<Null>","<Null>",31,"<Null>","<Null>","<Null>","<Null>",84405638,1,"<Null>","<Null>","osgb1000002142002393",10,"osgb4000000003518224",6,"osgb1000038779851",4,"ST VALERY PLACE","<Null>","ST. VALERY PLACE","<Null>","<Null>","<Null>","ULLAPOOL","HIGHLAND","ULLAPOOL","IV26 2TD","IV26 2TD","S","S","<Null>","2015-02-23","IV26","IV26 2",6,8,"osgb1000038779851",73.628,"Building",10021,"osgb1000038779851","<Null>","<Null>","<Null>",1.4,103.0792,1,13234.83014,2]
[7,380,"Point",130143996,11817827,"I",2,"2010-03-09","RD","<Null>",212494,894316,1,9068,"2010-03-09","<Null>","2010-03-09","2010-03-09","<Null>","<Null>","<Null>","<Null>","<Null>","<Null>","<Null>","<Null>","<Null>","<Null>","<Null>",50,"<Null>","<Null>","<Null>","<Null>",84405638,1,"<Null>","Y","osgb1000002142002369",10,"osgb4000000003522822",5,"osgb1000038779783",4,"ST VALERY PLACE","<Null>","ST. VALERY PLACE","<Null>","<Null>","<Null>","ULLAPOOL","HIGHLAND","ULLAPOOL","IV26 2TD","IV26 2TD","S","S","<Null>","2015-02-23","IV26","IV26 2",6,8,"osgb1000038779783",81.699776,"Building",10021,"osgb1000038779783","<Null>","<Null>","<Null>",1.4,114.37968600000001,1,13234.83014,2]
[6,633,"Point",130064528,11818448,"I","<Null>","<Null>","RD","<Null>",213047,894562,1,9068,"2005-07-21","<Null>","2005-07-21","2005-07-21","<Null>","<Null>","<Null>","<Null>","<Null>","<Null>","<Null>","<Null>","<Null>","<Null>","<Null>",2,"<Null>","<Null>","<Null>","<Null>",84412219,1,"<Null>","<Null>","osgb1000002142002880",13,"osgb4000000003535162",5,"osgb1000038780471",6,"BROOM PARK","<Null>","BROOM PARK","<Null>","<Null>","<Null>","ULLAPOOL","HIGHLAND","ULLAPOOL","IV26 2XJ","IV26 2XJ","S","S","<Null>","2015-02-23","IV26","IV26 2",6,8,"osgb1000038780471",48.145104000000003,"Building",10021,"osgb1000038780471","<Null>","<Null>","<Null>",1.4,67.403146000000007,1,13090.118694999999,2]
[7,114,"Point",130009716,11818391,"I","<Null>","<Null>","RD","<Null>",212435,894369,1,9068,"2005-07-21","<Null>","2005-07-21","2005-07-21","<Null>","<Null>","<Null>","<Null>","<Null>","<Null>","<Null>","<Null>","<Null>","<Null>","<Null>",8,"<Null>","<Null>","<Null>","DURROCKSTOCK",84403823,1,"<Null>","<Null>","osgb1000002142002340",9,"osgb4000000003514723",6,"osgb1000038779795",4,"CASTLE TERRACE","<Null>","CASTLE TERRACE","<Null>","<Null>","<Null>","ULLAPOOL","HIGHLAND","ULLAPOOL","IV26 2XD","IV26 2XD","S","S","<Null>","2015-02-23","IV26","IV26 2",6,8,"osgb1000038779795",98.084975999999997,"Building",10021,"osgb1000038779795","<Null>","<Null>","<Null>",1.4,137.31896599999999,1,13049.660292,4]
[1,115,"Point",130009623,11818276,"I","<Null>","<Null>","RD","<Null>",212852,894271,1,9068,"2005-07-21","<Null>","2005-07-21","2005-07-21","<Null>","<Null>","<Null>","<Null>","<Null>","<Null>","<Null>","<Null>","<Null>","<Null>","<Null>",12,"<Null>","<Null>","<Null>","<Null>",84403830,1,"<Null>","<Null>","osgb1000002142002514",9,"osgb4000000003522836",5,"osgb1000038779903",4,"LADYSMITH STREET","<Null>","LADYSMITH STREET","<Null>","<Null>","<Null>","ULLAPOOL","HIGHLAND","ULLAPOOL","IV26 2UW","IV26 2UW","S","S","<Null>","2015-02-23","IV26","IV26 2",6,8,"osgb1000038779903",72.846000000000004,"Building",10021,"osgb1000038779903","<Null>","<Null>","<Null>",1.4,101.98439999999999,1,13004.659181000001,2]
[5,515,"Point",130064375,11818050,"I","<Null>","<Null>","RD","<Null>",212748,894897,1,9068,"2005-07-21","<Null>","2005-07-21","2005-07-21","<Null>","<Null>","<Null>","<Null>","<Null>","<Null>","<Null>","<Null>","<Null>","<Null>","<Null>",9,"<Null>","<Null>","<Null>","<Null>",84414615,1,"<Null>","<Null>","osgb1000002142002700",9,"osgb4000000003529242",5,"osgb1000038779544",4,"KANACHRINE PLACE","<Null>","KANACHRINE PLACE","<Null>","<Null>","<Null>","ULLAPOOL","HIGHLAND","ULLAPOOL","IV26 2TX","IV26 2TX","S","S","<Null>","2015-02-23","IV26","IV26 2",6,8,"osgb1000038779544",69.400000000000006,"Building",10021,"osgb1000038779544","<Null>","<Null>","<Null>",1.4,97.16,1,13004.659181000001,2]
[5,518,"Point",130064379,11818027,"I","<Null>","<Null>","RD","<Null>",212720,894882,1,9068,"2005-07-21","<Null>","2005-07-21","2005-07-21","<Null>","<Null>","<Null>","<Null>","<Null>","<Null>","<Null>","<Null>","<Null>","<Null>","<Null>",13,"<Null>","<Null>","<Null>","<Null>",84414615,1,"<Null>","<Null>","osgb1000002142002680",9,"osgb4000000003518244",5,"osgb1000038779548",4,"KANACHRINE PLACE","<Null>","KANACHRINE PLACE","<Null>","<Null>","<Null>","ULLAPOOL","HIGHLAND","ULLAPOOL","IV26 2TX","IV26 2TX","S","S","<Null>","2015-02-23","IV26","IV26 2",6,8,"osgb1000038779548",67.437984,"Building",10021,"osgb1000038779548","<Null>","<Null>","<Null>",1.4,94.413178000000002,1,13004.659181000001,2]
[5,594,"Point",130064381,11818029,"I","<Null>","<Null>","RD","<Null>",212712,894876,1,9068,"2005-07-21","<Null>","2005-07-21","2005-07-21","<Null>","<Null>","<Null>","<Null>","<Null>","<Null>","<Null>","<Null>","<Null>","<Null>","<Null>",15,"<Null>","<Null>","<Null>","<Null>",84414615,1,"<Null>","<Null>","osgb1000002142002681",9,"osgb4000000003518244",5,"osgb1000038779549",4,"KANACHRINE PLACE","<Null>","KANACHRINE PLACE","<Null>","<Null>","<Null>","ULLAPOOL","HIGHLAND","ULLAPOOL","IV26 2TX","IV26 2TX","S","S","<Null>","2015-02-23","IV26","IV26 2",6,8,"osgb1000038779549",67.553504000000004,"Building",10021,"osgb1000038779549","<Null>","<Null>","<Null>",1.4,94.574905999999999,1,13004.659181000001,2]
[2,168,"Point",130009594,11818240,"I","<Null>","<Null>","RD","<Null>",212674,893918,1,9068,"2005-07-21","<Null>","2005-07-21","2005-07-21","<Null>","<Null>","<Null>","<Null>","<Null>","<Null>","<Null>","<Null>","<Null>","<Null>","<Null>",3,"<Null>","<Null>","<Null>","OXFORD",84403848,1,"<Null>","<Null>","osgb1000002142002222",8,"osgb4000000003522832",5,"osgb1000038779458",3,"WEST LANE","<Null>","WEST LANE","<Null>","<Null>","<Null>","ULLAPOOL","HIGHLAND","ULLAPOOL","IV26 2UT","IV26 2UT","S","S","<Null>","2015-02-23","IV26","IV26 2",6,8,"osgb1000038779458",102.3,"Building",10021,"osgb1000038779458","<Null>","<Null>","<Null>",1.4,143.22,1,12953.763292,2]
[8,395,"Point",130133191,11818317,"I",2,"2013-10-18","RD","<Null>",212571,894068,1,9068,"2008-02-15","<Null>","2013-10-18","2008-02-15","<Null>","<Null>","<Null>","<Null>","<Null>","<Null>","<Null>","<Null>","<Null>","<Null>","<Null>",22,"<Null>","<Null>","<Null>","<Null>",84403844,1,"<Null>","Y","osgb1000002142002550",13,"osgb4000000003518225",9,"osgb1000038780047",4,"SEAFORTH ROAD","<Null>","SEAFORTH ROAD","<Null>","<Null>","<Null>","ULLAPOOL","HIGHLAND","ULLAPOOL","IV26 2UY","IV26 2UY","S","M","<Null>","2015-02-23","IV26","IV26 2",6,8,"osgb1000038780047",98.679935999999998,"Building",10021,"osgb1000038780047","<Null>","<Null>","<Null>",1.4,138.15190999999999,1,12953.763292,2]
[3,76,"Point",130009556,11818203,"I","<Null>","<Null>","RD","<Null>",212889,894130,1,9068,"2005-07-21","<Null>","2009-05-19","2005-07-21","<Null>","<Null>","<Null>","<Null>","<Null>","<Null>","<Null>","<Null>","<Null>","<Null>","<Null>",7,"<Null>","<Null>","<Null>","NEW HAVEN",84403838,1,"<Null>","<Null>","osgb1000002142002608",11,"osgb4000000003518231",9,"osgb1000038779967",5,"PULTENEY STREET","<Null>","PULTENEY STREET","<Null>","<Null>","<Null>","ULLAPOOL","HIGHLAND","ULLAPOOL","IV26 2UP","IV26 2UP","S","S","<Null>","2015-02-23","IV26","IV26 2",6,8,"osgb1000038779967",51.12,"Building",10021,"osgb1000038779967","<Null>","<Null>","<Null>",1.4,71.567999999999998,1,12889.573700999999,2]
[3,177,"Point",130009557,11818204,"I","<Null>","<Null>","RD","<Null>",212898,894134,1,9068,"2005-07-21","<Null>","2005-07-21","2005-07-21","<Null>","<Null>","<Null>","<Null>","<Null>","<Null>","<Null>","<Null>","<Null>","<Null>","<Null>",8,"<Null>","<Null>","<Null>","ASSYNT HOUSE",84403838,1,"<Null>","<Null>","osgb1000002142002609",10,"osgb4000000003522835",5,"osgb1000038779968",4,"PULTENEY STREET","<Null>","PULTENEY STREET","<Null>","<Null>","<Null>","ULLAPOOL","HIGHLAND","ULLAPOOL","IV26 2UP","IV26 2UP","S","S","<Null>","2015-02-23","IV26","IV26 2",6,8,"osgb1000038779968",83.282048000000003,"Building",10021,"osgb1000038779968","<Null>","<Null>","<Null>",1.4,116.59486699999999,1,12889.573700999999,2]
[6,512,"Point",130085485,11818459,"I","<Null>","<Null>","RD","<Null>",213124,894510,1,9068,"2005-11-07","<Null>","2007-11-16","2005-11-07","<Null>","<Null>","<Null>","<Null>","TOR RIGH","<Null>","<Null>","<Null>","<Null>","<Null>","<Null>","<Null>","<Null>","<Null>","<Null>","TOR RIGH",84403836,1,"<Null>","<Null>","osgb1000002142002892",12,"osgb4000000003535162",5,"osgb1000038780415",4,"NORTH ROAD","<Null>","NORTH ROAD","<Null>","<Null>","<Null>","ULLAPOOL","HIGHLAND","ULLAPOOL","IV26 2XL","IV26 2XL","S","S","<Null>","2015-02-23","IV26","IV26 2",6,8,"osgb1000038780415",85.504992000000001,"Building",10021,"osgb1000038780415","<Null>","<Null>","<Null>",1.4,119.70698899999999,1,12817.407889,2]
[4,159,"Point",130009746,11818427,"I","<Null>","<Null>","RD","<Null>",212922,894259,1,9068,"2005-07-21","<Null>","2009-09-21","2005-07-21","<Null>","<Null>","<Null>","<Null>","<Null>","<Null>","<Null>","<Null>","<Null>","<Null>","<Null>",14,"<Null>","<Null>","<Null>","<Null>",84403824,1,"<Null>","<Null>","osgb1000002142002522",9,"osgb4000000003518237",5,"osgb1000038779926",4,"CUSTOM HOUSE STREET","<Null>","CUSTOM HOUSE STREET","<Null>","<Null>","<Null>","ULLAPOOL","HIGHLAND","ULLAPOOL","IV26 2XF","IV26 2XF","S","S","<Null>","2015-02-23","IV26","IV26 2",6,8,"osgb1000038779926",77.420016000000004,"Building",10021,"osgb1000038779926","<Null>","<Null>","<Null>",1.4,108.38802200000001,1,12761.069387,4]
[1,195,"Point",130009629,11818278,"I","<Null>","<Null>","RD","<Null>",212850,894276,1,9068,"2005-07-21","<Null>","2005-07-21","2005-07-21","<Null>","<Null>","<Null>","<Null>","<Null>","<Null>","<Null>","<Null>","<Null>","<Null>","<Null>",14,"<Null>","<Null>","<Null>","<Null>",84403830,1,"<Null>","<Null>","osgb1000002142002515",9,"osgb4000000003522836",5,"osgb1000038779904",4,"LADYSMITH STREET","<Null>","LADYSMITH STREET","<Null>","<Null>","<Null>","ULLAPOOL","HIGHLAND","ULLAPOOL","IV26 2UW","IV26 2UW","S","S","<Null>","2015-02-23","IV26","IV26 2",6,8,"osgb1000038779904",108.066688,"Building",10021,"osgb1000038779904","<Null>","<Null>","<Null>",1.4,151.293363,1,12659.402742,2]
[3,182,"Point",130009562,11818188,"I","<Null>","<Null>","RD","<Null>",213032,894157,1,9068,"2005-07-21","<Null>","2005-07-21","2005-07-21","<Null>","<Null>","<Null>","<Null>","<Null>","<Null>","<Null>","<Null>","<Null>","<Null>","<Null>",15,"<Null>","<Null>","<Null>","ACHMORE HOUSE",84403838,1,"<Null>","<Null>","osgb1000002142002905",12,"osgb4000000003518234",7,"osgb1000038780374",4,"PULTENEY STREET","<Null>","PULTENEY STREET","<Null>","<Null>","<Null>","ULLAPOOL","HIGHLAND","ULLAPOOL","IV26 2UP","IV26 2UP","S","S","<Null>","2015-02-23","IV26","IV26 2",6,8,"osgb1000038780374",49.648000000000003,"Building",10021,"osgb1000038780374","<Null>","<Null>","<Null>",1.4,69.507199999999997,1,12544.697082999999,2]
[1,124,"Point",130009636,11818284,"I","<Null>","<Null>","RD","<Null>",212843,894303,1,9068,"2005-07-21","<Null>","2005-07-21","2005-07-21","<Null>","<Null>","<Null>","<Null>","<Null>","<Null>","<Null>","<Null>","<Null>","<Null>","<Null>",20,"<Null>","<Null>","<Null>","<Null>",84403830,1,"<Null>","<Null>","osgb1000002142002507",9,"osgb4000000003522836",5,"osgb1000038779736",4,"LADYSMITH STREET","<Null>","LADYSMITH STREET","<Null>","<Null>","<Null>","ULLAPOOL","HIGHLAND","ULLAPOOL","IV26 2UW","IV26 2UW","S","S","<Null>","2015-02-23","IV26","IV26 2",6,8,"osgb1000038779736",73.110495999999998,"Building",10021,"osgb1000038779736","<Null>","<Null>","<Null>",1.4,102.35469399999999,1,12544.317263000001,2]
[1,193,"Point",130009732,11818405,"I","<Null>","<Null>","RD","<Null>",212855,894212,1,9068,"2005-07-21","<Null>","2005-07-21","2005-07-21","<Null>","<Null>","<Null>","<Null>","<Null>","<Null>","<Null>","<Null>","<Null>","<Null>","<Null>",10,"<Null>","<Null>","<Null>","FERN COTTAGE",84403831,1,"<Null>","<Null>","osgb5000005131085662",2,"osgb4000000003551214",4,"osgb1000038779896",4,"MARKET STREET","<Null>","MARKET STREET","<Null>","<Null>","<Null>","ULLAPOOL","HIGHLAND","ULLAPOOL","IV26 2XE","IV26 2XE","S","S","<Null>","2015-02-23","IV26","IV26 2",6,8,"osgb1000038779896",83.029983999999999,"Building",10021,"osgb1000038779896","<Null>","<Null>","<Null>",1.4,116.241978,1,12544.317263000001,2]
[5,415,"Point",130009787,11818503,"I","<Null>","<Null>","RD","<Null>",212672,894994,1,9068,"2005-07-21","<Null>","2005-07-21","2005-07-21","<Null>","<Null>","<Null>","<Null>","<Null>","<Null>","<Null>","<Null>","<Null>","<Null>","<Null>",18,"<Null>","<Null>","<Null>","<Null>",84403846,1,"<Null>","<Null>","osgb1000002142002644",9,"osgb4000000003526823",6,"osgb1000038780176",4,"VYNER PLACE","<Null>","VYNER PLACE","<Null>","<Null>","<Null>","ULLAPOOL","HIGHLAND","ULLAPOOL","IV26 2XR","IV26 2XR","S","S","<Null>","2015-02-23","IV26","IV26 2",6,8,"osgb1000038780176",54.828800000000001,"Building",10021,"osgb1000038780176","<Null>","<Null>","<Null>",1.4,76.760319999999993,1,12544.317263000001,2]
[5,417,"Point",130009819,11818500,"I","<Null>","<Null>","RD","<Null>",212682,894941,1,9068,"2005-07-21","<Null>","2005-07-21","2005-07-21","<Null>","<Null>","<Null>","<Null>","<Null>","<Null>","<Null>","<Null>","<Null>","<Null>","<Null>",15,"<Null>","<Null>","<Null>","<Null>",84403846,1,"<Null>","<Null>","osgb1000002142002643",9,"osgb4000000003529243",5,"osgb1000038780172",4,"VYNER PLACE","<Null>","VYNER PLACE","<Null>","<Null>","<Null>","ULLAPOOL","HIGHLAND","ULLAPOOL","IV26 2XR","IV26 2XR","S","S","<Null>","2015-02-23","IV26","IV26 2",6,8,"osgb1000038780172",64.47784,"Building",10021,"osgb1000038780172","<Null>","<Null>","<Null>",1.4,90.268975999999995,1,12544.317263000001,2]
[5,418,"Point",130009795,11818498,"I","<Null>","<Null>","RD","<Null>",212690,894938,1,9068,"2005-07-21","<Null>","2005-07-21","2005-07-21","<Null>","<Null>","<Null>","<Null>","<Null>","<Null>","<Null>","<Null>","<Null>","<Null>","<Null>",13,"<Null>","<Null>","<Null>","<Null>",84403846,1,"<Null>","<Null>","osgb1000002142002637",9,"osgb4000000003529243",5,"osgb1000038779506",4,"VYNER PLACE","<Null>","VYNER PLACE","<Null>","<Null>","<Null>","ULLAPOOL","HIGHLAND","ULLAPOOL","IV26 2XR","IV26 2XR","S","S","<Null>","2015-02-23","IV26","IV26 2",6,8,"osgb1000038779506",62.524672000000002,"Building",10021,"osgb1000038779506","<Null>","<Null>","<Null>",1.4,87.534541000000004,1,12544.317263000001,2]
[5,419,"Point",130009782,11818502,"I","<Null>","<Null>","RD","<Null>",212675,894922,1,9068,"2005-07-21","<Null>","2005-07-21","2005-07-21","<Null>","<Null>","<Null>","<Null>","<Null>","<Null>","<Null>","<Null>","<Null>","<Null>","<Null>",17,"<Null>","<Null>","<Null>","<Null>",84403846,1,"<Null>","<Null>","osgb1000002142002689",9,"osgb4000000003526828",5,"osgb1000038780174",4,"VYNER PLACE","<Null>","VYNER PLACE","<Null>","<Null>","<Null>","ULLAPOOL","HIGHLAND","ULLAPOOL","IV26 2XR","IV26 2XR","S","S","<Null>","2015-02-23","IV26","IV26 2",6,8,"osgb1000038780174",48.889215999999998,"Building",10021,"osgb1000038780174","<Null>","<Null>","<Null>",1.4,68.444901999999999,1,12544.317263000001,2]
[5,431,"Point",130009781,11818504,"I","<Null>","<Null>","RD","<Null>",212668,894916,1,9068,"2005-07-21","<Null>","2005-07-21","2005-07-21","<Null>","<Null>","<Null>","<Null>","<Null>","<Null>","<Null>","<Null>","<Null>","<Null>","<Null>",19,"<Null>","<Null>","<Null>","<Null>",84403846,1,"<Null>","<Null>","osgb1000002142002688",9,"osgb4000000003526828",5,"osgb1000038780173",4,"VYNER PLACE","<Null>","VYNER PLACE","<Null>","<Null>","<Null>","ULLAPOOL","HIGHLAND","ULLAPOOL","IV26 2XR","IV26 2XR","S","S","<Null>","2015-02-23","IV26","IV26 2",6,8,"osgb1000038780173",52.596288000000001,"Building",10021,"osgb1000038780173","<Null>","<Null>","<Null>",1.4,73.634803000000005,1,12544.317263000001,2]
[5,439,"Point",130009791,11818497,"I","<Null>","<Null>","RD","<Null>",212634,895029,1,9068,"2005-07-21","<Null>","2005-07-21","2005-07-21","<Null>","<Null>","<Null>","<Null>","<Null>","<Null>","<Null>","<Null>","<Null>","<Null>","<Null>",12,"<Null>","<Null>","<Null>","<Null>",84403846,1,"<Null>","<Null>","osgb1000002142002805",8,"osgb4000000003529256",6,"osgb1000038780232",3,"VYNER PLACE","<Null>","VYNER PLACE","<Null>","<Null>","<Null>","ULLAPOOL","HIGHLAND","ULLAPOOL","IV26 2XR","IV26 2XR","S","S","<Null>","2015-02-23","IV26","IV26 2",6,8,"osgb1000038780232",65.337903999999995,"Building",10021,"osgb1000038780232","<Null>","<Null>","<Null>",1.4,91.473066000000003,1,12544.317263000001,2]
[5,464,"Point",130009780,11818506,"I","<Null>","<Null>","RD","<Null>",212667,894986,1,9068,"2005-07-21","<Null>","2005-07-21","2005-07-21","<Null>","<Null>","<Null>","<Null>","<Null>","<Null>","<Null>","<Null>","<Null>","<Null>","<Null>",20,"<Null>","<Null>","<Null>","<Null>",84403846,1,"<Null>","<Null>","osgb1000002142002645",9,"osgb4000000003529248",5,"osgb1000038780177",4,"VYNER PLACE","<Null>","VYNER PLACE","<Null>","<Null>","<Null>","ULLAPOOL","HIGHLAND","ULLAPOOL","IV26 2XR","IV26 2XR","S","S","<Null>","2015-02-23","IV26","IV26 2",6,8,"osgb1000038780177",54.607711999999999,"Building",10021,"osgb1000038780177","<Null>","<Null>","<Null>",1.4,76.450796999999994,1,12544.317263000001,2]
[5,483,"Point",130009817,11818529,"I","<Null>","<Null>","RD","<Null>",212524,894832,1,9068,"2005-07-21","<Null>","2005-07-21","2005-07-21","<Null>","<Null>","<Null>","<Null>","<Null>","<Null>","<Null>","<Null>","<Null>","<Null>","<Null>",41,"<Null>","<Null>","<Null>","<Null>",84403846,1,"<Null>","<Null>","osgb1000002142002619",9,"osgb4000000003526815",5,"osgb1000042986141",4,"VYNER PLACE","<Null>","VYNER PLACE","<Null>","<Null>","<Null>","ULLAPOOL","HIGHLAND","ULLAPOOL","IV26 2XR","IV26 2XR","S","S","<Null>","2015-02-23","IV26","IV26 2",6,8,"osgb1000042986141",111.512592,"Building",10021,"osgb1000042986141","<Null>","<Null>","<Null>",1.4,156.11762899999999,1,12544.317263000001,2]
[5,486,"Point",130009802,11818494,"I","<Null>","<Null>","RD","<Null>",212715,895009,1,9068,"2005-07-21","<Null>","2005-07-21","2005-07-21","<Null>","<Null>","<Null>","<Null>","<Null>","<Null>","<Null>","<Null>","<Null>","<Null>","<Null>",1,"<Null>","<Null>","<Null>","<Null>",84403846,1,"<Null>","<Null>","osgb1000002142002807",8,"osgb4000000003526835",7,"osgb1000038780220",3,"VYNER PLACE","<Null>","VYNER PLACE","<Null>","<Null>","<Null>","ULLAPOOL","HIGHLAND","ULLAPOOL","IV26 2XR","IV26 2XR","S","S","<Null>","2015-02-23","IV26","IV26 2",6,8,"osgb1000038780220",65.368656000000001,"Building",10021,"osgb1000038780220","<Null>","<Null>","<Null>",1.4,91.516118000000006,1,12544.317263000001,2]
[5,495,"Point",130009800,11818516,"I","<Null>","<Null>","RD","<Null>",212724,895004,1,9068,"2005-07-21","<Null>","2005-07-21","2005-07-21","<Null>","<Null>","<Null>","<Null>","<Null>","<Null>","<Null>","<Null>","<Null>","<Null>","<Null>",3,"<Null>","<Null>","<Null>","<Null>",84403846,1,"<Null>","<Null>","osgb1000002142002648",9,"osgb4000000003530481",5,"osgb1000038780219",7,"VYNER PLACE","<Null>","VYNER PLACE","<Null>","<Null>","<Null>","ULLAPOOL","HIGHLAND","ULLAPOOL","IV26 2XR","IV26 2XR","S","S","<Null>","2015-02-23","IV26","IV26 2",6,8,"osgb1000038780219",67.816912000000002,"Building",10021,"osgb1000038780219","<Null>","<Null>","<Null>",1.4,94.943676999999994,1,12544.317263000001,2]
[5,420,"Point",130009475,11817992,"I","<Null>","<Null>","RD","<Null>",212562,894823,1,9068,"2005-07-21","<Null>","2005-07-21","2005-07-21","<Null>","<Null>","<Null>","<Null>","<Null>","<Null>","<Null>","<Null>","<Null>","<Null>","<Null>",40,"<Null>","<Null>","<Null>","<Null>",84405284,1,"<Null>","<Null>","osgb1000002142002312",12,"osgb4000000003526816",5,"osgb1000038779566",4,"MOREFIELD PLACE","<Null>","MOREFIELD PLACE","<Null>","<Null>","<Null>","ULLAPOOL","HIGHLAND","ULLAPOOL","IV26 2TS","IV26 2TS","S","S","<Null>","2015-02-23","IV26","IV26 2",6,8,"osgb1000038779566",67.756991999999997,"Building",10021,"osgb1000038779566","<Null>","<Null>","<Null>",1.4,94.859789000000006,1,12429.231784,2]
[5,443,"Point",130009492,11817990,"I","<Null>","<Null>","RD","<Null>",212550,894815,1,9068,"2005-07-21","<Null>","2005-07-21","2005-07-21","<Null>","<Null>","<Null>","<Null>","<Null>","<Null>","<Null>","<Null>","<Null>","<Null>","<Null>",39,"<Null>","<Null>","<Null>","<Null>",84405284,1,"<Null>","<Null>","osgb1000002142002313",12,"osgb4000000003530476",5,"osgb1000038779567",4,"MOREFIELD PLACE","<Null>","MOREFIELD PLACE","<Null>","<Null>","<Null>","ULLAPOOL","HIGHLAND","ULLAPOOL","IV26 2TS","IV26 2TS","S","S","<Null>","2015-02-23","IV26","IV26 2",6,8,"osgb1000038779567",65.760496000000003,"Building",10021,"osgb1000038779567","<Null>","<Null>","<Null>",1.4,92.064694000000003,1,12429.231784,2]
[5,452,"Point",130009501,11817995,"I","<Null>","<Null>","RD","<Null>",212600,894833,1,9068,"2005-07-21","<Null>","2005-07-21","2005-07-21","<Null>","<Null>","<Null>","<Null>","<Null>","<Null>","<Null>","<Null>","<Null>","<Null>","<Null>",43,"<Null>","<Null>","<Null>","<Null>",84405284,1,"<Null>","<Null>","osgb1000002142002657",12,"osgb4000000003526817",5,"osgb1000038779563",4,"MOREFIELD PLACE","<Null>","MOREFIELD PLACE","<Null>","<Null>","<Null>","ULLAPOOL","HIGHLAND","ULLAPOOL","IV26 2TS","IV26 2TS","S","S","<Null>","2015-02-23","IV26","IV26 2",6,8,"osgb1000038779563",61.924512,"Building",10021,"osgb1000038779563","<Null>","<Null>","<Null>",1.4,86.694316999999998,1,12429.231784,2]
[5,460,"Point",130009765,11818518,"I","<Null>","<Null>","RD","<Null>",212589,894860,1,9068,"2005-07-21","<Null>","2005-07-21","2005-07-21","<Null>","<Null>","<Null>","<Null>","<Null>","<Null>","<Null>","<Null>","<Null>","<Null>","<Null>",31,"<Null>","<Null>","<Null>","<Null>",84403846,1,"<Null>","<Null>","osgb1000002142002667",9,"osgb4000000003526812",5,"osgb1000042986134",4,"VYNER PLACE","<Null>","VYNER PLACE","<Null>","<Null>","<Null>","ULLAPOOL","HIGHLAND","ULLAPOOL","IV26 2XR","IV26 2XR","S","S","<Null>","2015-02-23","IV26","IV26 2",6,8,"osgb1000042986134",74.240448000000001,"Building",10021,"osgb1000042986134","<Null>","<Null>","<Null>",1.4,103.936627,1,12429.231784,2]
[5,466,"Point",130009500,11817996,"I","<Null>","<Null>","RD","<Null>",212608,894838,1,9068,"2005-07-21","<Null>","2005-07-21","2005-07-21","<Null>","<Null>","<Null>","<Null>","<Null>","<Null>","<Null>","<Null>","<Null>","<Null>","<Null>",44,"<Null>","<Null>","<Null>","<Null>",84405284,1,"<Null>","<Null>","osgb1000002142002656",12,"osgb4000000003526817",5,"osgb1000038779562",4,"MOREFIELD PLACE","<Null>","MOREFIELD PLACE","<Null>","<Null>","<Null>","ULLAPOOL","HIGHLAND","ULLAPOOL","IV26 2TS","IV26 2TS","S","S","<Null>","2015-02-23","IV26","IV26 2",6,8,"osgb1000038779562",65.349999999999994,"Building",10021,"osgb1000038779562","<Null>","<Null>","<Null>",1.4,91.49,1,12429.231784,2]
[5,500,"Point",130009491,11817998,"I","<Null>","<Null>","RD","<Null>",212634,894854,1,9068,"2005-07-21","<Null>","2005-07-21","2005-07-21","<Null>","<Null>","<Null>","<Null>","<Null>","<Null>","<Null>","<Null>","<Null>","<Null>","<Null>",46,"<Null>","<Null>","<Null>","<Null>",84405284,1,"<Null>","<Null>","osgb1000002142002654",10,"osgb4000000003518244",5,"osgb1000038779560",4,"MOREFIELD PLACE","<Null>","MOREFIELD PLACE","<Null>","<Null>","<Null>","ULLAPOOL","HIGHLAND","ULLAPOOL","IV26 2TS","IV26 2TS","S","S","<Null>","2015-02-23","IV26","IV26 2",6,8,"osgb1000038779560",65.731024000000005,"Building",10021,"osgb1000038779560","<Null>","<Null>","<Null>",1.4,92.023433999999995,1,12429.231784,2]
[7,307,"Point",130009376,11817801,"I","<Null>","<Null>","RD","<Null>",212529,894217,1,9068,"2005-07-21","<Null>","2005-07-21","2005-07-21","<Null>","<Null>","<Null>","<Null>","<Null>","<Null>","<Null>","<Null>","<Null>","<Null>","<Null>",27,"<Null>","<Null>","<Null>","<Null>",84405638,1,"<Null>","<Null>","osgb1000002142002395",10,"osgb4000000003518224",6,"osgb1000038779853",4,"ST VALERY PLACE","<Null>","ST. VALERY PLACE","<Null>","<Null>","<Null>","ULLAPOOL","HIGHLAND","ULLAPOOL","IV26 2TD","IV26 2TD","S","S","<Null>","2015-02-23","IV26","IV26 2",6,8,"osgb1000038779853",60.185008000000003,"Building",10021,"osgb1000038779853","<Null>","<Null>","<Null>",1.4,84.259011000000001,1,12429.231784,2]
[8,318,"Point",130009646,11818324,"I","<Null>","<Null>","RD","<Null>",212520,894019,1,9068,"2005-07-21","<Null>","2005-07-21","2005-07-21","<Null>","<Null>","<Null>","<Null>","<Null>","<Null>","<Null>","<Null>","<Null>","<Null>","<Null>",29,"<Null>","<Null>","<Null>","<Null>",84403844,1,"<Null>","<Null>","osgb1000002142002715",9,"osgb4000000003518223",5,"osgb1000038780065",4,"SEAFORTH ROAD","<Null>","SEAFORTH ROAD","<Null>","<Null>","<Null>","ULLAPOOL","HIGHLAND","ULLAPOOL","IV26 2UY","IV26 2UY","S","S","<Null>","2015-02-23","IV26","IV26 2",6,8,"osgb1000038780065",56.174992000000003,"Building",10021,"osgb1000038780065","<Null>","<Null>","<Null>",1.4,78.644988999999995,1,12429.231784,2]
[1,241,"Point",130009743,11818422,"I","<Null>","<Null>","RD","<Null>",212765,894155,1,9068,"2005-07-21","<Null>","2005-07-21","2005-07-21","<Null>","<Null>","<Null>","<Null>","<Null>","<Null>","<Null>","<Null>","<Null>","<Null>","<Null>",31,"<Null>","<Null>","<Null>","THE CORNER HOUSE",84403831,1,"<Null>","<Null>","osgb1000002142002576",13,"osgb4000000003556369",1,"osgb1000038779988",5,"MARKET STREET","<Null>","MARKET STREET","<Null>","<Null>","<Null>","ULLAPOOL","HIGHLAND","ULLAPOOL","IV26 2XE","IV26 2XE","S","S","<Null>","2015-02-23","IV26","IV26 2",6,8,"osgb1000038779988",83.772496000000004,"Building",10021,"osgb1000038779988","<Null>","<Null>","<Null>",1.4,117.281494,1,12408.34168,2]
[4,479,"Point",130009448,11817862,"I","<Null>","<Null>","RD","<Null>",212984,894440,1,9068,"2005-07-21","<Null>","2005-07-21","2005-07-21","<Null>","<Null>","<Null>","<Null>","POTTERY HOUSE","<Null>","<Null>","<Null>","<Null>","<Null>","<Null>","<Null>","<Null>","<Null>","<Null>","POTTERY HOUSE",84403835,1,"<Null>","<Null>","osgb1000002142002725",12,"osgb4000000003522841",5,"osgb1000038780181",5,"MOSS ROAD","<Null>","MOSS ROAD","<Null>","<Null>","<Null>","ULLAPOOL","HIGHLAND","ULLAPOOL","IV26 2TF","IV26 2TF","S","S","<Null>","2015-02-23","IV26","IV26 2",6,8,"osgb1000038780181",88.198239999999998,"Building",10021,"osgb1000038780181","<Null>","<Null>","<Null>",1.4,123.477536,1,12271.986277,2]
[2,389,"Point",130107944,11818201,"I","<Null>","<Null>","RD","<Null>",212836,894120,1,9068,"2006-03-21","<Null>","2006-03-21","2006-03-21","<Null>","<Null>","<Null>","<Null>","<Null>","<Null>","<Null>","<Null>","<Null>","<Null>","<Null>",5,"<Null>","<Null>","<Null>","<Null>",84403838,1,"<Null>","<Null>","osgb1000002142002598",11,"osgb4000000003518231",9,"osgb1000038779978",4,"PULTENEY STREET","<Null>","PULTENEY STREET","<Null>","<Null>","<Null>","ULLAPOOL","HIGHLAND","ULLAPOOL","IV26 2UP","IV26 2UP","S","S","<Null>","2015-02-23","IV26","IV26 2",6,8,"osgb1000038779978",93.289984000000004,"Building",10021,"osgb1000038779978","<Null>","<Null>","<Null>",1.4,130.60597799999999,1,12110.624983,4]
[3,116,"Point",130009546,11818187,"I","<Null>","<Null>","RD","<Null>",213005,894155,1,9068,"2005-07-21","<Null>","2005-07-21","2005-07-21","<Null>","<Null>","<Null>","<Null>","<Null>","<Null>","<Null>","<Null>","<Null>","<Null>","<Null>",13,"<Null>","<Null>","<Null>","<Null>",84403838,1,"<Null>","<Null>","osgb1000002142002778",12,"osgb4000000003518234",7,"osgb1000038780371",8,"PULTENEY STREET","<Null>","PULTENEY STREET","<Null>","<Null>","<Null>","ULLAPOOL","HIGHLAND","ULLAPOOL","IV26 2UP","IV26 2UP","S","S","<Null>","2015-02-23","IV26","IV26 2",6,8,"osgb1000038780371",113.44249600000001,"Building",10021,"osgb1000038780371","<Null>","<Null>","<Null>",1.4,158.81949399999999,1,12110.624983,4]
[4,278,"Point",130009747,11818429,"I","<Null>","<Null>","RD","<Null>",212898,894294,1,9068,"2005-07-21","<Null>","2008-08-29","2005-07-21","<Null>","<Null>","<Null>","<Null>","<Null>","<Null>","<Null>","<Null>","<Null>","<Null>","<Null>",2,"<Null>","<Null>","<Null>","<Null>",84403824,1,"<Null>","<Null>","osgb1000002142002526",9,"osgb4000000003518237",5,"osgb1000038780166",4,"CUSTOM HOUSE STREET","<Null>","CUSTOM HOUSE STREET","<Null>","<Null>","<Null>","ULLAPOOL","HIGHLAND","ULLAPOOL","IV26 2XF","IV26 2XF","S","S","<Null>","2015-02-23","IV26","IV26 2",6,8,"osgb1000038780166",80.03,"Building",10021,"osgb1000038780166","<Null>","<Null>","<Null>",1.4,112.042,1,12083.975345000001,2]
[6,626,"Point",130064534,11818445,"I","<Null>","<Null>","RD","<Null>",213042,894525,1,9068,"2005-07-21","<Null>","2005-07-21","2005-07-21","<Null>","<Null>","<Null>","<Null>","<Null>","<Null>","<Null>","<Null>","<Null>","<Null>","<Null>",15,"<Null>","<Null>","<Null>","<Null>",84412219,1,"<Null>","<Null>","osgb1000002142002889",13,"osgb4000000003526826",8,"osgb1000042631029",5,"BROOM PARK","<Null>","BROOM PARK","<Null>","<Null>","<Null>","ULLAPOOL","HIGHLAND","ULLAPOOL","IV26 2XJ","IV26 2XJ","S","S","<Null>","2015-02-23","IV26","IV26 2",6,8,"osgb1000042631029",48.642431999999999,"Building",10021,"osgb1000042631029","<Null>","<Null>","<Null>",1.4,68.099405000000004,1,12083.975345000001,2]
[1,402,"Point",130064554,11818366,"I","<Null>","<Null>","RD",130083764,212710,894172,1,9068,"2005-07-21","<Null>","2005-07-21","2005-07-21","<Null>","<Null>","<Null>","<Null>","LATHERON BUILDINGS",2,2,"<Null>","<Null>","<Null>","<Null>","<Null>","<Null>","<Null>","<Null>","LATHERON BUILDINGS",84403839,1,"<Null>","<Null>","osgb1000002142002546",15,"osgb4000000003552276",2,"osgb1000038780015",5,"QUAY STREET","<Null>","QUAY STREET","<Null>","<Null>","<Null>","ULLAPOOL","HIGHLAND","ULLAPOOL","IV26 2XA","IV26 2XA","S","S","<Null>","2015-02-23","IV26","IV26 2",6,8,"osgb1000038780015",171.96500800000001,"Building",10021,"osgb1000038780015","<Null>","<Null>","<Null>",1.4,80.250337000000002,3,12078.278044000001,2]
[1,404,"Point",130064555,11818365,"I","<Null>","<Null>","RD",130083764,212710,894172,1,9068,"2005-07-21","<Null>","2005-07-21","2005-07-21","<Null>","<Null>","<Null>","<Null>","LATHERON BUILDINGS",1,1,"<Null>","<Null>","<Null>","<Null>","<Null>","<Null>","<Null>","<Null>","LATHERON BUILDINGS",84403839,1,"<Null>","<Null>","osgb1000002142002545",15,"osgb4000000003552276",2,"osgb1000038780015",5,"QUAY STREET","<Null>","QUAY STREET","<Null>","<Null>","<Null>","ULLAPOOL","HIGHLAND","ULLAPOOL","IV26 2XA","IV26 2XA","S","S","<Null>","2015-02-23","IV26","IV26 2",6,8,"osgb1000038780015",171.96500800000001,"Building",10021,"osgb1000038780015","<Null>","<Null>","<Null>",1.4,80.250337000000002,3,12078.278044000001,2]
[3,296,"Point",130009740,11818417,"I","<Null>","<Null>","RD","<Null>",213008,894203,1,9068,"2005-07-21","<Null>","2005-07-21","2005-07-21","<Null>","<Null>","<Null>","<Null>","23A","<Null>","<Null>","<Null>","<Null>","<Null>","<Null>",23,"A","<Null>","<Null>","CROFTON HOUSE",84403831,1,"<Null>","<Null>","osgb1000002142002775",13,"osgb4000000003518236",6,"osgb1000038780385",7,"MARKET STREET","<Null>","MARKET STREET","<Null>","<Null>","<Null>","ULLAPOOL","HIGHLAND","ULLAPOOL","IV26 2XE","IV26 2XE","S","S","<Null>","2015-02-23","IV26","IV26 2",6,8,"osgb1000038780385",126.630016,"Building",10021,"osgb1000038780385","<Null>","<Null>","<Null>",1.4,88.641011000000006,2,12078.278044000001,2]
[7,139,"Point",130009391,11817844,"I","<Null>","<Null>","RD","<Null>",212654,894255,1,9068,"2005-07-21","<Null>","2005-07-21","2005-07-21","<Null>","<Null>","<Null>","<Null>","<Null>","<Null>","<Null>","<Null>","<Null>","<Null>","<Null>",7,"<Null>","<Null>","<Null>","<Null>",84405638,1,"<Null>","<Null>","osgb1000002142002469",10,"osgb4000000003522834",5,"osgb1000038779863",4,"ST VALERY PLACE","<Null>","ST. VALERY PLACE","<Null>","<Null>","<Null>","ULLAPOOL","HIGHLAND","ULLAPOOL","IV26 2TD","IV26 2TD","S","S","<Null>","2015-02-23","IV26","IV26 2",6,8,"osgb1000038779863",50.845008,"Building",10021,"osgb1000038779863","<Null>","<Null>","<Null>",1.4,71.183010999999993,1,12078.278044000001,2]
[4,458,"Point",130009444,11817854,"I","<Null>","<Null>","RD","<Null>",212961,894598,1,9068,"2005-07-21","<Null>","2005-07-21","2005-07-21","<Null>","<Null>","<Null>","<Null>","DALGLASS","<Null>","<Null>","<Null>","<Null>","<Null>","<Null>","<Null>","<Null>","<Null>","<Null>","DALGLASS",84403835,1,"<Null>","<Null>","osgb1000002142002718",10,"osgb4000000003518241",5,"osgb1000038779666",4,"MOSS ROAD","<Null>","MOSS ROAD","<Null>","<Null>","<Null>","ULLAPOOL","HIGHLAND","ULLAPOOL","IV26 2TF","IV26 2TF","S","S","<Null>","2015-02-23","IV26","IV26 2",6,8,"osgb1000038779666",171.02998400000001,"Building",10021,"osgb1000038779666","<Null>","<Null>","<Null>",1.4,239.44197800000001,1,12070.489824,4]
[7,198,"Point",130009598,11818255,"I","<Null>","<Null>","RD","<Null>",212442,894210,1,9068,"2005-07-21","<Null>","2005-07-21","2005-07-21","<Null>","<Null>","<Null>","<Null>","<Null>","<Null>","<Null>","<Null>","<Null>","<Null>","<Null>",14,"<Null>","<Null>","<Null>","<Null>",84403850,1,"<Null>","<Null>","osgb1000002142002389",12,"osgb4000000003514720",9,"osgb1000038779818",4,"WEST TERRACE","<Null>","WEST TERRACE","<Null>","<Null>","<Null>","ULLAPOOL","HIGHLAND","ULLAPOOL","IV26 2UU","IV26 2UU","S","S","<Null>","2015-02-23","IV26","IV26 2",6,8,"osgb1000038779818",69.230031999999994,"Building",10021,"osgb1000038779818","<Null>","<Null>","<Null>",1.4,96.922044999999997,1,11929.698234,4]
[2,387,"Point",130107967,11818101,"I","<Null>","<Null>","RD","<Null>",212813,893988,1,9068,"2006-03-21","<Null>","2006-03-21","2006-03-21","<Null>","<Null>","<Null>","<Null>","DIPTON","<Null>","<Null>","<Null>","<Null>","<Null>","<Null>","<Null>","<Null>","<Null>","<Null>","DIPTON",84403839,1,"<Null>","<Null>","osgb1000002142002231",11,"osgb4000000003526802",5,"osgb1000038779481",3,"QUAY STREET","<Null>","QUAY STREET","<Null>","<Null>","<Null>","ULLAPOOL","HIGHLAND","ULLAPOOL","IV26 2UE","IV26 2UE","S","S","<Null>","2015-02-23","IV26","IV26 2",6,8,"osgb1000038779481",108.988784,"Building",10021,"osgb1000038779481","<Null>","<Null>","<Null>",1.4,152.58429799999999,1,11876.973410000001,2]
[3,461,"Point",130009533,11818169,"I","<Null>","<Null>","RD","<Null>",213058,894173,1,9068,"2005-07-21","<Null>","2005-07-21","2005-07-21","<Null>","<Null>","<Null>","<Null>","<Null>","<Null>","<Null>","<Null>","<Null>","<Null>","<Null>",6,"<Null>","<Null>","<Null>","<Null>",84403832,1,"<Null>","<Null>","osgb1000002142002910",9,"osgb4000000003522824",7,"osgb1000038780378",4,"MILL STREET","<Null>","MILL STREET","<Null>","<Null>","<Null>","ULLAPOOL","HIGHLAND","ULLAPOOL","IV26 2UN","IV26 2UN","S","S","<Null>","2015-02-23","IV26","IV26 2",6,8,"osgb1000038780378",61.120992000000001,"Building",10021,"osgb1000038780378","<Null>","<Null>","<Null>",1.4,85.569389000000001,1,11853.804386,2]
[7,204,"Point",130009402,11817824,"I","<Null>","<Null>","RD","<Null>",212517,894273,1,9068,"2005-07-21","<Null>","2005-07-21","2005-07-21","<Null>","<Null>","<Null>","<Null>","<Null>","<Null>","<Null>","<Null>","<Null>","<Null>","<Null>",48,"<Null>","<Null>","<Null>","<Null>",84405638,1,"<Null>","<Null>","osgb1000002142002380",11,"osgb4000000003518224",6,"osgb1000038779832",4,"ST VALERY PLACE","<Null>","ST. VALERY PLACE","<Null>","<Null>","<Null>","ULLAPOOL","HIGHLAND","ULLAPOOL","IV26 2TD","IV26 2TD","S","S","<Null>","2015-02-23","IV26","IV26 2",6,8,"osgb1000038779832",50.209408000000003,"Building",10021,"osgb1000038779832","<Null>","<Null>","<Null>",1.4,70.293171000000001,1,11742.400825000001,4]
[5,477,"Point",130009504,11817989,"I","<Null>","<Null>","RD","<Null>",212544,894796,1,9068,"2005-07-21","<Null>","2005-07-21","2005-07-21","<Null>","<Null>","<Null>","<Null>","<Null>","<Null>","<Null>","<Null>","<Null>","<Null>","<Null>",38,"<Null>","<Null>","<Null>","<Null>",84405284,1,"<Null>","<Null>","osgb1000002142002309",12,"osgb4000000003530479",5,"osgb1000038780163",4,"MOREFIELD PLACE","<Null>","MOREFIELD PLACE","<Null>","<Null>","<Null>","ULLAPOOL","HIGHLAND","ULLAPOOL","IV26 2TS","IV26 2TS","S","S","<Null>","2015-02-23","IV26","IV26 2",6,8,"osgb1000038780163",51.64,"Building",10021,"osgb1000038780163","<Null>","<Null>","<Null>",1.4,72.296000000000006,1,11738.718907,2]
[7,105,"Point",130009612,11818256,"I","<Null>","<Null>","RD","<Null>",212441,894217,1,9068,"2005-07-21","<Null>","2005-07-21","2005-07-21","<Null>","<Null>","<Null>","<Null>","<Null>","<Null>","<Null>","<Null>","<Null>","<Null>","<Null>",15,"<Null>","<Null>","<Null>","<Null>",84403850,1,"<Null>","<Null>","osgb1000002142002388",12,"osgb4000000003514720",9,"osgb1000038779817",4,"WEST TERRACE","<Null>","WEST TERRACE","<Null>","<Null>","<Null>","ULLAPOOL","HIGHLAND","ULLAPOOL","IV26 2UU","IV26 2UU","S","S","<Null>","2015-02-23","IV26","IV26 2",6,8,"osgb1000038779817",72.27,"Building",10021,"osgb1000038779817","<Null>","<Null>","<Null>",1.4,101.178,1,11738.718907,2]
[7,145,"Point",130009600,11818266,"I","<Null>","<Null>","RD","<Null>",212468,894114,1,9068,"2005-07-21","<Null>","2005-07-21","2005-07-21","<Null>","<Null>","<Null>","<Null>","<Null>","<Null>","<Null>","<Null>","<Null>","<Null>","<Null>",5,"<Null>","<Null>","<Null>","<Null>",84403850,1,"<Null>","<Null>","osgb1000002142002406",12,"osgb4000000003543294",5,"osgb1000038780029",4,"WEST TERRACE","<Null>","WEST TERRACE","<Null>","<Null>","<Null>","ULLAPOOL","HIGHLAND","ULLAPOOL","IV26 2UU","IV26 2UU","S","S","<Null>","2015-02-23","IV26","IV26 2",6,8,"osgb1000038780029",76.347487999999998,"Building",10021,"osgb1000038780029","<Null>","<Null>","<Null>",1.4,106.886483,1,11738.718907,2]
[7,163,"Point",130009601,11818267,"I","<Null>","<Null>","RD","<Null>",212464,894131,1,9068,"2005-07-21","<Null>","2005-07-21","2005-07-21","<Null>","<Null>","<Null>","<Null>","<Null>","<Null>","<Null>","<Null>","<Null>","<Null>","<Null>",6,"<Null>","<Null>","<Null>","<Null>",84403850,1,"<Null>","<Null>","osgb1000002142002405",12,"osgb4000000003543294",5,"osgb1000038780027",4,"WEST TERRACE","<Null>","WEST TERRACE","<Null>","<Null>","<Null>","ULLAPOOL","HIGHLAND","ULLAPOOL","IV26 2UU","IV26 2UU","S","S","<Null>","2015-02-23","IV26","IV26 2",6,8,"osgb1000038780027",71.545023999999998,"Building",10021,"osgb1000038780027","<Null>","<Null>","<Null>",1.4,100.163034,1,11738.718907,2]
[7,175,"Point",130009607,11818253,"I","<Null>","<Null>","RD","<Null>",212448,894193,1,9068,"2005-07-21","<Null>","2005-07-21","2005-07-21","<Null>","<Null>","<Null>","<Null>","<Null>","<Null>","<Null>","<Null>","<Null>","<Null>","<Null>",12,"<Null>","<Null>","<Null>","<Null>",84403850,1,"<Null>","<Null>","osgb1000002142002398",12,"osgb4000000003514720",9,"osgb1000038780020",4,"WEST TERRACE","<Null>","WEST TERRACE","<Null>","<Null>","<Null>","ULLAPOOL","HIGHLAND","ULLAPOOL","IV26 2UU","IV26 2UU","S","S","<Null>","2015-02-23","IV26","IV26 2",6,8,"osgb1000038780020",65.059023999999994,"Building",10021,"osgb1000038780020","<Null>","<Null>","<Null>",1.4,91.082633999999999,1,11738.718907,2]
[7,176,"Point",130009613,11818254,"I","<Null>","<Null>","RD","<Null>",212448,894195,1,9068,"2005-07-21","<Null>","2005-07-21","2005-07-21","<Null>","<Null>","<Null>","<Null>","<Null>","<Null>","<Null>","<Null>","<Null>","<Null>","<Null>",13,"<Null>","<Null>","<Null>","<Null>",84403850,1,"<Null>","<Null>","osgb1000002142002397",12,"osgb4000000003514720",9,"osgb1000038780019",4,"WEST TERRACE","<Null>","WEST TERRACE","<Null>","<Null>","<Null>","ULLAPOOL","HIGHLAND","ULLAPOOL","IV26 2UU","IV26 2UU","S","S","<Null>","2015-02-23","IV26","IV26 2",6,8,"osgb1000038780019",78.164512000000002,"Building",10021,"osgb1000038780019","<Null>","<Null>","<Null>",1.4,109.430317,1,11738.718907,2]
[7,188,"Point",130009609,11818251,"I","<Null>","<Null>","RD","<Null>",212453,894171,1,9068,"2005-07-21","<Null>","2005-07-21","2005-07-21","<Null>","<Null>","<Null>","<Null>","<Null>","<Null>","<Null>","<Null>","<Null>","<Null>","<Null>",10,"<Null>","<Null>","<Null>","<Null>",84403850,1,"<Null>","<Null>","osgb1000002142002400",12,"osgb4000000003543294",5,"osgb1000038780022",4,"WEST TERRACE","<Null>","WEST TERRACE","<Null>","<Null>","<Null>","ULLAPOOL","HIGHLAND","ULLAPOOL","IV26 2UU","IV26 2UU","S","S","<Null>","2015-02-23","IV26","IV26 2",6,8,"osgb1000038780022",73.340992,"Building",10021,"osgb1000038780022","<Null>","<Null>","<Null>",1.4,102.67738900000001,1,11738.718907,2]
[7,293,"Point",130009614,11818252,"I","<Null>","<Null>","RD","<Null>",212452,894175,1,9068,"2005-07-21","<Null>","2005-07-21","2005-07-21","<Null>","<Null>","<Null>","<Null>","<Null>","<Null>","<Null>","<Null>","<Null>","<Null>","<Null>",11,"<Null>","<Null>","<Null>","<Null>",84403850,1,"<Null>","<Null>","osgb1000002142002399",12,"osgb4000000003543294",5,"osgb1000038780021",4,"WEST TERRACE","<Null>","WEST TERRACE","<Null>","<Null>","<Null>","ULLAPOOL","HIGHLAND","ULLAPOOL","IV26 2UU","IV26 2UU","S","S","<Null>","2015-02-23","IV26","IV26 2",6,8,"osgb1000038780021",67.340992,"Building",10021,"osgb1000038780021","<Null>","<Null>","<Null>",1.4,94.277388999999999,1,11738.718907,2]
[5,422,"Point",130009776,11818510,"I","<Null>","<Null>","RD","<Null>",212648,894956,1,9068,"2005-07-21","<Null>","2005-07-21","2005-07-21","<Null>","<Null>","<Null>","<Null>","<Null>","<Null>","<Null>","<Null>","<Null>","<Null>","<Null>",24,"<Null>","<Null>","<Null>","<Null>",84403846,1,"<Null>","<Null>","osgb1000002142002646",10,"osgb4000000003530482",6,"osgb1000038780192",4,"VYNER PLACE","<Null>","VYNER PLACE","<Null>","<Null>","<Null>","ULLAPOOL","HIGHLAND","ULLAPOOL","IV26 2XR","IV26 2XR","S","S","<Null>","2015-02-23","IV26","IV26 2",6,8,"osgb1000038780192",52.678192000000003,"Building",10021,"osgb1000038780192","<Null>","<Null>","<Null>",1.4,73.749469000000005,1,11623.633427000001,2]
[5,453,"Point",130009762,11818519,"I","<Null>","<Null>","RD","<Null>",212602,894985,1,9068,"2005-07-21","<Null>","2005-07-21","2005-07-21","<Null>","<Null>","<Null>","<Null>","<Null>","<Null>","<Null>","<Null>","<Null>","<Null>","<Null>",32,"<Null>","<Null>","<Null>","<Null>",84403846,1,"<Null>","<Null>","osgb1000002142002629",9,"osgb4000000003529241",6,"osgb1000038780188",4,"VYNER PLACE","<Null>","VYNER PLACE","<Null>","<Null>","<Null>","ULLAPOOL","HIGHLAND","ULLAPOOL","IV26 2XR","IV26 2XR","S","S","<Null>","2015-02-23","IV26","IV26 2",6,8,"osgb1000038780188",46.383167999999998,"Building",10021,"osgb1000038780188","<Null>","<Null>","<Null>",1.4,64.936435000000003,1,11623.633427000001,2]
[5,468,"Point",130009778,11818508,"I","<Null>","<Null>","RD","<Null>",212652,894959,1,9068,"2005-07-21","<Null>","2005-07-21","2005-07-21","<Null>","<Null>","<Null>","<Null>","<Null>","<Null>","<Null>","<Null>","<Null>","<Null>","<Null>",22,"<Null>","<Null>","<Null>","<Null>",84403846,1,"<Null>","<Null>","osgb1000002142002647",9,"osgb4000000003529247",5,"osgb1000038780193",4,"VYNER PLACE","<Null>","VYNER PLACE","<Null>","<Null>","<Null>","ULLAPOOL","HIGHLAND","ULLAPOOL","IV26 2XR","IV26 2XR","S","S","<Null>","2015-02-23","IV26","IV26 2",6,8,"osgb1000038780193",50.570543999999998,"Building",10021,"osgb1000038780193","<Null>","<Null>","<Null>",1.4,70.798761999999996,1,11623.633427000001,2]
[5,481,"Point",130009763,11818517,"I","<Null>","<Null>","RD","<Null>",212610,894985,1,9068,"2005-07-21","<Null>","2005-07-21","2005-07-21","<Null>","<Null>","<Null>","<Null>","<Null>","<Null>","<Null>","<Null>","<Null>","<Null>","<Null>",30,"<Null>","<Null>","<Null>","<Null>",84403846,1,"<Null>","<Null>","osgb1000002142002630",9,"osgb4000000003529241",6,"osgb1000038780189",4,"VYNER PLACE","<Null>","VYNER PLACE","<Null>","<Null>","<Null>","ULLAPOOL","HIGHLAND","ULLAPOOL","IV26 2XR","IV26 2XR","S","S","<Null>","2015-02-23","IV26","IV26 2",6,8,"osgb1000038780189",45.912992000000003,"Building",10021,"osgb1000038780189","<Null>","<Null>","<Null>",1.4,64.278188999999998,1,11623.633427000001,2]
[5,488,"Point",130009812,11818532,"I","<Null>","<Null>","RD","<Null>",212596,894930,1,9068,"2005-07-21","<Null>","2005-07-21","2005-07-21","<Null>","<Null>","<Null>","<Null>","<Null>","<Null>","<Null>","<Null>","<Null>","<Null>","<Null>",44,"<Null>","<Null>","<Null>","<Null>",84403846,1,"<Null>","<Null>","osgb1000002142002652",9,"osgb4000000003529241",6,"osgb1000038780182",4,"VYNER PLACE","<Null>","VYNER PLACE","<Null>","<Null>","<Null>","ULLAPOOL","HIGHLAND","ULLAPOOL","IV26 2XR","IV26 2XR","S","S","<Null>","2015-02-23","IV26","IV26 2",6,8,"osgb1000038780182",49.621136,"Building",10021,"osgb1000038780182","<Null>","<Null>","<Null>",1.4,69.469589999999997,1,11623.633427000001,2]
[5,497,"Point",130009814,11818530,"I","<Null>","<Null>","RD","<Null>",212589,894933,1,9068,"2005-07-21","<Null>","2005-07-21","2005-07-21","<Null>","<Null>","<Null>","<Null>","<Null>","<Null>","<Null>","<Null>","<Null>","<Null>","<Null>",42,"<Null>","<Null>","<Null>","<Null>",84403846,1,"<Null>","<Null>","osgb1000002142002624",9,"osgb4000000003529241",6,"osgb1000038780183",4,"VYNER PLACE","<Null>","VYNER PLACE","<Null>","<Null>","<Null>","ULLAPOOL","HIGHLAND","ULLAPOOL","IV26 2XR","IV26 2XR","S","S","<Null>","2015-02-23","IV26","IV26 2",6,8,"osgb1000038780183",54.686943999999997,"Building",10021,"osgb1000038780183","<Null>","<Null>","<Null>",1.4,76.561722000000003,1,11623.633427000001,2]
[8,405,"Point",130085971,50831834,"I",2,"2014-03-03","RD03","<Null>",212545,893969,1,9068,"2005-11-07","<Null>","2014-03-03","2005-11-07","<Null>","<Null>","<Null>","<Null>","<Null>","<Null>","<Null>","<Null>","<Null>","<Null>","<Null>",17,"<Null>","<Null>","<Null>","KELVIN COTTAGE",84405493,1,"<Null>","Y","osgb1000002142078609",6,"osgb4000000003522818",6,"osgb1000038779434",3,"WEST ARGYLE STREET","<Null>","WEST ARGYLE STREET","<Null>","<Null>","<Null>","ULLAPOOL","HIGHLAND","ULLAPOOL","IV26 2TY","IV26 2TY","S","S","<Null>","2015-02-23","IV26","IV26 2",6,8,"osgb1000038779434",79.587103999999997,"Building",10021,"osgb1000038779434","<Null>","<Null>","<Null>",1.4,111.42194600000001,1,11623.633427000001,2]
[4,569,"Point",130123659,11818439,"I","<Null>","<Null>","RD","<Null>",212864,894506,1,9068,"2007-01-17","<Null>","2007-01-17","2007-01-17","<Null>","<Null>","<Null>","<Null>","<Null>","<Null>","<Null>","<Null>","<Null>","<Null>","<Null>",3,"<Null>","<Null>","<Null>","ARDMHOR",84403840,1,"<Null>","<Null>","osgb1000002142002423",9,"osgb4000000003522842",5,"osgb1000038779656",4,"RIVERSIDE TERRACE","<Null>","RIVERSIDE TERRACE","<Null>","<Null>","<Null>","ULLAPOOL","HIGHLAND","ULLAPOOL","IV26 2XG","IV26 2XG","S","S","<Null>","2015-02-23","IV26","IV26 2",6,8,"osgb1000038779656",79.140032000000005,"Building",10021,"osgb1000038779656","<Null>","<Null>","<Null>",1.4,110.79604500000001,1,11590.209262,2]
[4,347,"Point",130088078,53127169,"I","<Null>","<Null>","RD","<Null>",212897,894287,1,9068,"2005-11-07","<Null>","2005-11-07","2005-11-07","<Null>","<Null>","<Null>","<Null>","2A","<Null>","<Null>","<Null>","<Null>","<Null>","<Null>",2,"A","<Null>","<Null>","<Null>",84403824,1,"<Null>","<Null>","osgb5000005110209679",2,"osgb4000000003518237",5,"osgb1000038780165",4,"CUSTOM HOUSE STREET","<Null>","CUSTOM HOUSE STREET","<Null>","<Null>","<Null>","ULLAPOOL","HIGHLAND","ULLAPOOL","IV26 2XF","IV26 2XF","S","S","<Null>","2015-02-23","IV26","IV26 2",6,8,"osgb1000038780165",64.754400000000004,"Building",10021,"osgb1000038780165","<Null>","<Null>","<Null>",1.4,90.65616,1,11508.547947999999,2]
[7,94,"Point",130009610,11818258,"I","<Null>","<Null>","RD","<Null>",212435,894238,1,9068,"2005-07-21","<Null>","2005-07-21","2005-07-21","<Null>","<Null>","<Null>","<Null>","<Null>","<Null>","<Null>","<Null>","<Null>","<Null>","<Null>",17,"<Null>","<Null>","<Null>","<Null>",84403850,1,"<Null>","<Null>","osgb1000002142002364",12,"osgb4000000003514720",9,"osgb1000038779815",4,"WEST TERRACE","<Null>","WEST TERRACE","<Null>","<Null>","<Null>","ULLAPOOL","HIGHLAND","ULLAPOOL","IV26 2UU","IV26 2UU","S","S","<Null>","2015-02-23","IV26","IV26 2",6,8,"osgb1000038779815",75.500016000000002,"Building",10021,"osgb1000038779815","<Null>","<Null>","<Null>",1.4,105.700022,1,11508.547947999999,2]
[7,208,"Point",130009599,11818265,"I","<Null>","<Null>","RD","<Null>",212469,894111,1,9068,"2005-07-21","<Null>","2005-07-21","2005-07-21","<Null>","<Null>","<Null>","<Null>","<Null>","<Null>","<Null>","<Null>","<Null>","<Null>","<Null>",4,"<Null>","<Null>","<Null>","<Null>",84403850,1,"<Null>","<Null>","osgb1000002142002407",12,"osgb4000000003543294",5,"osgb1000038780030",4,"WEST TERRACE","<Null>","WEST TERRACE","<Null>","<Null>","<Null>","ULLAPOOL","HIGHLAND","ULLAPOOL","IV26 2UU","IV26 2UU","S","S","<Null>","2015-02-23","IV26","IV26 2",6,8,"osgb1000038780030",70.669008000000005,"Building",10021,"osgb1000038780030","<Null>","<Null>","<Null>",1.4,98.936610999999999,1,11508.547947999999,2]
[4,237,"Point",130009699,11818340,"I","<Null>","<Null>","RD","<Null>",212911,894364,1,9068,"2005-07-21","<Null>","2005-07-21","2005-07-21","<Null>","<Null>","<Null>","<Null>","<Null>","<Null>","<Null>","<Null>","<Null>","<Null>","<Null>",1,"<Null>","<Null>","<Null>","<Null>",84403825,1,"<Null>","<Null>","osgb1000002142002494",10,"osgb4000000003526809",5,"osgb1000038779722",4,"FRASER COURT","<Null>","FRASER COURT","<Null>","<Null>","<Null>","ULLAPOOL","HIGHLAND","ULLAPOOL","IV26 2UZ","IV26 2UZ","S","S","<Null>","2015-02-23","IV26","IV26 2",6,8,"osgb1000038779722",82.64,"Building",10021,"osgb1000038779722","<Null>","<Null>","<Null>",1.4,115.696,1,11453.853858,2]
[4,446,"Point",130009436,11817853,"I","<Null>","<Null>","RD","<Null>",212958,894413,1,9068,"2005-07-21","<Null>","2005-07-21","2005-07-21","<Null>","<Null>","<Null>","<Null>","<Null>","<Null>","<Null>","<Null>","<Null>","<Null>","<Null>",3,"<Null>","<Null>","<Null>","CASAMIA",84403835,1,"<Null>","Y","osgb1000002142081712",1,"osgb4000000003518241",5,"osgb1000038779679",4,"MOSS ROAD","<Null>","MOSS ROAD","<Null>","<Null>","<Null>","ULLAPOOL","HIGHLAND","ULLAPOOL","IV26 2TF","IV26 2TF","S","S","<Null>","2015-02-23","IV26","IV26 2",6,8,"osgb1000038779679",99.924992000000003,"Building",10021,"osgb1000038779679","<Null>","<Null>","<Null>",1.4,139.89498900000001,1,11402.844638,4]
[4,582,"Point",130125684,50499143,"I","<Null>","<Null>","RD","<Null>",212974,894481,1,9068,"2007-03-14","<Null>","2007-03-14","2007-03-14","<Null>","<Null>","<Null>","<Null>","<Null>","<Null>","<Null>","<Null>","<Null>","<Null>","<Null>",14,"<Null>","<Null>","<Null>","<Null>",84403835,1,"<Null>","<Null>","osgb1000002142076827",7,"osgb4000000003522839",5,"osgb1000000293731507",2,"MOSS ROAD","<Null>","MOSS ROAD","<Null>","<Null>","<Null>","ULLAPOOL","HIGHLAND","ULLAPOOL","IV26 2TF","IV26 2TF","S","S","<Null>","2015-02-23","IV26","IV26 2",6,8,"osgb1000000293731507",52.169040000000003,"Building",10021,"osgb1000000293731507","<Null>","<Null>","<Null>",1.4,73.036655999999994,1,11393.462468,2]
[7,102,"Point",130009393,11817784,"I","<Null>","<Null>","RD","<Null>",212632,894241,1,9068,"2005-07-21","<Null>","2005-07-21","2005-07-21","<Null>","<Null>","<Null>","<Null>","<Null>","<Null>","<Null>","<Null>","<Null>","<Null>","<Null>",11,"<Null>","<Null>","<Null>","<Null>",84405638,1,"<Null>","<Null>","osgb1000002142002461",12,"osgb4000000003522834",5,"osgb1000038779861",4,"ST VALERY PLACE","<Null>","ST. VALERY PLACE","<Null>","<Null>","<Null>","ULLAPOOL","HIGHLAND","ULLAPOOL","IV26 2TD","IV26 2TD","S","S","<Null>","2015-02-23","IV26","IV26 2",6,8,"osgb1000038779861",75.384991999999997,"Building",10021,"osgb1000038779861","<Null>","<Null>","<Null>",1.4,105.538989,1,11386.917987999999,4]
[5,427,"Point",130009761,11818520,"I","<Null>","<Null>","RD","<Null>",212574,894852,1,9068,"2005-07-21","<Null>","2005-07-21","2005-07-21","<Null>","<Null>","<Null>","<Null>","<Null>","<Null>","<Null>","<Null>","<Null>","<Null>","<Null>",33,"<Null>","<Null>","<Null>","<Null>",84403846,1,"<Null>","<Null>","osgb1000002142002670",9,"osgb4000000003526812",5,"osgb1000042986137",4,"VYNER PLACE","<Null>","VYNER PLACE","<Null>","<Null>","<Null>","ULLAPOOL","HIGHLAND","ULLAPOOL","IV26 2XR","IV26 2XR","S","S","<Null>","2015-02-23","IV26","IV26 2",6,8,"osgb1000042986137",68.423264000000003,"Building",10021,"osgb1000042986137","<Null>","<Null>","<Null>",1.4,95.792569999999998,1,11278.376989,2]
[5,430,"Point",130009773,11818522,"I","<Null>","<Null>","RD","<Null>",212567,894848,1,9068,"2005-07-21","<Null>","2005-07-21","2005-07-21","<Null>","<Null>","<Null>","<Null>","<Null>","<Null>","<Null>","<Null>","<Null>","<Null>","<Null>",35,"<Null>","<Null>","<Null>","<Null>",84403846,1,"<Null>","<Null>","osgb1000002142002669",9,"osgb4000000003526812",5,"osgb1000042986136",4,"VYNER PLACE","<Null>","VYNER PLACE","<Null>","<Null>","<Null>","ULLAPOOL","HIGHLAND","ULLAPOOL","IV26 2XR","IV26 2XR","S","S","<Null>","2015-02-23","IV26","IV26 2",6,8,"osgb1000042986136",68.251360000000005,"Building",10021,"osgb1000042986136","<Null>","<Null>","<Null>",1.4,95.551903999999993,1,11278.376989,2]
[5,434,"Point",130009801,11818545,"I","<Null>","<Null>","RD","<Null>",212544,894894,1,9068,"2005-07-21","<Null>","2005-07-21","2005-07-21","<Null>","<Null>","<Null>","<Null>","<Null>","<Null>","<Null>","<Null>","<Null>","<Null>","<Null>",64,"<Null>","<Null>","<Null>","<Null>",84403846,1,"<Null>","<Null>","osgb1000002142002650",9,"osgb4000000003526818",5,"osgb1000042986129",4,"VYNER PLACE","<Null>","VYNER PLACE","<Null>","<Null>","<Null>","ULLAPOOL","HIGHLAND","ULLAPOOL","IV26 2XR","IV26 2XR","S","S","<Null>","2015-02-23","IV26","IV26 2",6,8,"osgb1000042986129",69.152463999999995,"Building",10021,"osgb1000042986129","<Null>","<Null>","<Null>",1.4,96.813450000000003,1,11278.376989,2]
[5,447,"Point",130009815,11818543,"I","<Null>","<Null>","RD","<Null>",212550,894925,1,9068,"2005-07-21","<Null>","2005-07-21","2005-07-21","<Null>","<Null>","<Null>","<Null>","<Null>","<Null>","<Null>","<Null>","<Null>","<Null>","<Null>",60,"<Null>","<Null>","<Null>","<Null>",84403846,1,"<Null>","<Null>","osgb1000002142002653",9,"osgb4000000003526818",5,"osgb1000042986128",4,"VYNER PLACE","<Null>","VYNER PLACE","<Null>","<Null>","<Null>","ULLAPOOL","HIGHLAND","ULLAPOOL","IV26 2XR","IV26 2XR","S","S","<Null>","2015-02-23","IV26","IV26 2",6,8,"osgb1000042986128",69.271984000000003,"Building",10021,"osgb1000042986128","<Null>","<Null>","<Null>",1.4,96.980778000000001,1,11278.376989,2]
[5,480,"Point",130009809,11818541,"I","<Null>","<Null>","RD","<Null>",212558,894918,1,9068,"2005-07-21","<Null>","2005-07-21","2005-07-21","<Null>","<Null>","<Null>","<Null>","<Null>","<Null>","<Null>","<Null>","<Null>","<Null>","<Null>",58,"<Null>","<Null>","<Null>","<Null>",84403846,1,"<Null>","<Null>","osgb1000002142002660",9,"osgb4000000003526818",5,"osgb1000042986127",4,"VYNER PLACE","<Null>","VYNER PLACE","<Null>","<Null>","<Null>","ULLAPOOL","HIGHLAND","ULLAPOOL","IV26 2XR","IV26 2XR","S","S","<Null>","2015-02-23","IV26","IV26 2",6,8,"osgb1000042986127",69.162384000000003,"Building",10021,"osgb1000042986127","<Null>","<Null>","<Null>",1.4,96.827337999999997,1,11278.376989,2]
[5,494,"Point",130009786,11818544,"I","<Null>","<Null>","RD","<Null>",212537,894895,1,9068,"2005-07-21","<Null>","2005-07-21","2005-07-21","<Null>","<Null>","<Null>","<Null>","<Null>","<Null>","<Null>","<Null>","<Null>","<Null>","<Null>",62,"<Null>","<Null>","<Null>","<Null>",84403846,1,"<Null>","<Null>","osgb1000002142002618",9,"osgb4000000003526818",5,"osgb1000042986130",4,"VYNER PLACE","<Null>","VYNER PLACE","<Null>","<Null>","<Null>","ULLAPOOL","HIGHLAND","ULLAPOOL","IV26 2XR","IV26 2XR","S","S","<Null>","2015-02-23","IV26","IV26 2",6,8,"osgb1000042986130",69.309327999999994,"Building",10021,"osgb1000042986130","<Null>","<Null>","<Null>",1.4,97.033058999999994,1,11278.376989,2]
[6,585,"Point",130126572,28383300,"I","<Null>","<Null>","RD","<Null>",213088,894491,1,9068,"2007-04-04","<Null>","2007-11-16","2007-04-04","<Null>","<Null>","<Null>","<Null>","<Null>","<Null>","<Null>","<Null>","<Null>","<Null>","<Null>",9,"<Null>","<Null>","<Null>","<Null>",84412219,1,"<Null>","<Null>","osgb1000002142075711",9,"osgb4000000003546266",1,"osgb1000000293727593",2,"BROOM PARK","<Null>","BROOM PARK","<Null>","<Null>","<Null>","ULLAPOOL","HIGHLAND","ULLAPOOL","IV26 2XJ","IV26 2XJ","S","S","<Null>","2015-02-23","IV26","IV26 2",6,8,"osgb1000000293727593",51.174591999999997,"Building",10021,"osgb1000000293727593","<Null>","<Null>","<Null>",1.4,71.644429000000002,1,11273.631031000001,1]
[2,409,"Point",130009526,11818139,"I",2,"2013-07-04","RD04","<Null>",212925,893999,1,9068,"2005-07-21","<Null>","2013-07-04","2005-07-21","<Null>","<Null>","<Null>","<Null>","<Null>","<Null>","<Null>","<Null>","<Null>","<Null>","<Null>","<Null>","<Null>","<Null>","<Null>","SUNNYBANK COTTAGE",84403845,1,"<Null>","Y","osgb1000002142002251",9,"osgb4000000003518226",8,"osgb1000038779473",7,"SHORE STREET","<Null>","SHORE STREET","<Null>","<Null>","<Null>","ULLAPOOL","HIGHLAND","ULLAPOOL","IV26 2UJ","IV26 2UJ","S","S","<Null>","2015-02-23","IV26","IV26 2",6,8,"osgb1000038779473",63.993392,"Building",10021,"osgb1000038779473","<Null>","<Null>","<Null>",1.4,89.590749000000002,1,11273.059508,2]
[1,398,"Point",130064551,11818369,"I","<Null>","<Null>","RD",130083764,212717,894149,1,9068,"2005-07-21","<Null>","2005-07-21","2005-07-21","<Null>","<Null>","<Null>","<Null>","LATHERON BUILDINGS",5,5,"<Null>","<Null>","<Null>","<Null>","<Null>","<Null>","<Null>","<Null>","LATHERON BUILDINGS",84403839,1,"<Null>","<Null>","osgb1000002142002542",13,"osgb4000000003522829",5,"osgb1000038780014",5,"QUAY STREET","<Null>","QUAY STREET","<Null>","<Null>","<Null>","ULLAPOOL","HIGHLAND","ULLAPOOL","IV26 2XA","IV26 2XA","S","S","<Null>","2015-02-23","IV26","IV26 2",6,8,"osgb1000038780014",225.23499200000001,"Building",10021,"osgb1000038780014","<Null>","<Null>","<Null>",1.4,78.832246999999995,4,11172.407191,2]
[2,343,"Point",130085509,"<Null>","I",2,"2014-12-08","RD",130089486,212770,894115,1,9068,"2005-11-07","<Null>","2014-12-08","2005-11-07","<Null>","<Null>","<Null>","<Null>","<Null>","<Null>",3,"<Null>","<Null>","<Null>","<Null>","<Null>","<Null>","<Null>","<Null>","BROOM COTTAGE",84403838,1,"<Null>","Y","<Null>","<Null>","<Null>","<Null>","<Null>","<Null>","PULTENEY STREET","<Null>","<Null>","<Null>","<Null>","<Null>","ULLAPOOL","HIGHLAND","<Null>","<Null>","IV26 2UE","<Null>","S","<Null>","<Null>","IV26","IV26 2",6,8,"<Null>","<Null>","<Null>","<Null>","<Null>","<Null>","<Null>","<Null>",1.4,"<Null>",1,11163.291509000001,2]
[5,514,"Point",130064383,11818031,"I","<Null>","<Null>","RD","<Null>",212694,894862,1,9068,"2005-07-21","<Null>","2005-07-21","2005-07-21","<Null>","<Null>","<Null>","<Null>","<Null>","<Null>","<Null>","<Null>","<Null>","<Null>","<Null>",17,"<Null>","<Null>","<Null>","<Null>",84414615,1,"<Null>","<Null>","osgb1000002142002682",9,"osgb4000000003518244",5,"osgb1000038779552",4,"KANACHRINE PLACE","<Null>","KANACHRINE PLACE","<Null>","<Null>","<Null>","ULLAPOOL","HIGHLAND","ULLAPOOL","IV26 2TX","IV26 2TX","S","S","<Null>","2015-02-23","IV26","IV26 2",6,8,"osgb1000038779552",52.561472000000002,"Building",10021,"osgb1000038779552","<Null>","<Null>","<Null>",1.4,73.586061000000001,1,11163.291509000001,2]
[5,519,"Point",130064371,11818046,"I","<Null>","<Null>","RD","<Null>",212770,894920,1,9068,"2005-07-21","<Null>","2005-07-21","2005-07-21","<Null>","<Null>","<Null>","<Null>","<Null>","<Null>","<Null>","<Null>","<Null>","<Null>","<Null>",5,"<Null>","<Null>","<Null>","<Null>",84414615,1,"<Null>","<Null>","osgb1000002142002699",9,"osgb4000000003529242",5,"osgb1000038779530",4,"KANACHRINE PLACE","<Null>","KANACHRINE PLACE","<Null>","<Null>","<Null>","ULLAPOOL","HIGHLAND","ULLAPOOL","IV26 2TX","IV26 2TX","S","S","<Null>","2015-02-23","IV26","IV26 2",6,8,"osgb1000038779530",56.891024000000002,"Building",10021,"osgb1000038779530","<Null>","<Null>","<Null>",1.4,79.647434000000004,1,11163.291509000001,2]
[5,522,"Point",130064373,11818048,"I","<Null>","<Null>","RD","<Null>",212761,894909,1,9068,"2005-07-21","<Null>","2005-07-21","2005-07-21","<Null>","<Null>","<Null>","<Null>","<Null>","<Null>","<Null>","<Null>","<Null>","<Null>","<Null>",7,"<Null>","<Null>","<Null>","<Null>",84414615,1,"<Null>","<Null>","osgb1000002142002698",9,"osgb4000000003529242",5,"osgb1000038779529",4,"KANACHRINE PLACE","<Null>","KANACHRINE PLACE","<Null>","<Null>","<Null>","ULLAPOOL","HIGHLAND","ULLAPOOL","IV26 2TX","IV26 2TX","S","S","<Null>","2015-02-23","IV26","IV26 2",6,8,"osgb1000038779529",53.06,"Building",10021,"osgb1000038779529","<Null>","<Null>","<Null>",1.4,74.284000000000006,1,11163.291509000001,2]
[5,622,"Point",130064367,11818023,"I","<Null>","<Null>","RD","<Null>",212784,894946,1,9068,"2005-07-21","<Null>","2005-07-21","2005-07-21","<Null>","<Null>","<Null>","<Null>","<Null>","<Null>","<Null>","<Null>","<Null>","<Null>","<Null>",1,"<Null>","<Null>","<Null>","<Null>",84414615,1,"<Null>","<Null>","osgb1000002142002697",9,"osgb4000000003522846",5,"osgb1000038779534",4,"KANACHRINE PLACE","<Null>","KANACHRINE PLACE","<Null>","<Null>","<Null>","ULLAPOOL","HIGHLAND","ULLAPOOL","IV26 2TX","IV26 2TX","S","S","<Null>","2015-02-23","IV26","IV26 2",6,8,"osgb1000038779534",56.904975999999998,"Building",10021,"osgb1000038779534","<Null>","<Null>","<Null>",1.4,79.666966000000002,1,11163.291509000001,2]
[5,625,"Point",130064369,11818040,"I","<Null>","<Null>","RD","<Null>",212778,894933,1,9068,"2005-07-21","<Null>","2005-07-21","2005-07-21","<Null>","<Null>","<Null>","<Null>","<Null>","<Null>","<Null>","<Null>","<Null>","<Null>","<Null>",3,"<Null>","<Null>","<Null>","<Null>",84414615,1,"<Null>","<Null>","osgb1000002142002696",9,"osgb4000000003529242",5,"osgb1000038779533",4,"KANACHRINE PLACE","<Null>","KANACHRINE PLACE","<Null>","<Null>","<Null>","ULLAPOOL","HIGHLAND","ULLAPOOL","IV26 2TX","IV26 2TX","S","S","<Null>","2015-02-23","IV26","IV26 2",6,8,"osgb1000038779533",54.724975999999998,"Building",10021,"osgb1000038779533","<Null>","<Null>","<Null>",1.4,76.614965999999995,1,11163.291509000001,2]
[6,573,"Point",130126574,28383302,"I","<Null>","<Null>","RD","<Null>",213061,894464,1,9068,"2007-04-04","<Null>","2007-11-16","2007-04-04","<Null>","<Null>","<Null>","<Null>","<Null>","<Null>","<Null>","<Null>","<Null>","<Null>","<Null>",11,"<Null>","<Null>","<Null>","<Null>",84412219,1,"<Null>","<Null>","osgb1000002142075709",9,"osgb4000000003546268",1,"osgb1000000293727594",2,"BROOM PARK","<Null>","BROOM PARK","<Null>","<Null>","<Null>","ULLAPOOL","HIGHLAND","ULLAPOOL","IV26 2XJ","IV26 2XJ","S","S","<Null>","2015-02-23","IV26","IV26 2",6,8,"osgb1000000293727594",51.818832,"Building",10021,"osgb1000000293727594","<Null>","<Null>","<Null>",1.4,72.546364999999994,1,11163.291509000001,2]
[6,575,"Point",130126570,28383298,"I","<Null>","<Null>","RD","<Null>",213072,894509,1,9068,"2007-04-04","<Null>","2007-04-04","2007-04-04","<Null>","<Null>","<Null>","<Null>","<Null>","<Null>","<Null>","<Null>","<Null>","<Null>","<Null>",7,"<Null>","<Null>","<Null>","<Null>",84412219,1,"<Null>","<Null>","osgb1000002142075710",9,"osgb4000000003526826",8,"osgb1000000293727591",2,"BROOM PARK","<Null>","BROOM PARK","<Null>","<Null>","<Null>","ULLAPOOL","HIGHLAND","ULLAPOOL","IV26 2XJ","IV26 2XJ","S","S","<Null>","2015-02-23","IV26","IV26 2",6,8,"osgb1000000293727591",50.752623999999997,"Building",10021,"osgb1000000293727591","<Null>","<Null>","<Null>",1.4,71.053674000000001,1,11163.291509000001,2]
[6,589,"Point",130126575,28383303,"I","<Null>","<Null>","RD","<Null>",213059,894469,1,9068,"2007-04-04","<Null>","2007-11-16","2007-04-04","<Null>","<Null>","<Null>","<Null>","<Null>","<Null>","<Null>","<Null>","<Null>","<Null>","<Null>",12,"<Null>","<Null>","<Null>","<Null>",84412219,1,"<Null>","<Null>","osgb1000002142075554",9,"osgb4000000003546268",1,"osgb1000000293727595",2,"BROOM PARK","<Null>","BROOM PARK","<Null>","<Null>","<Null>","ULLAPOOL","HIGHLAND","ULLAPOOL","IV26 2XJ","IV26 2XJ","S","S","<Null>","2015-02-23","IV26","IV26 2",6,8,"osgb1000000293727595",51.796384000000003,"Building",10021,"osgb1000000293727595","<Null>","<Null>","<Null>",1.4,72.514938000000001,1,11163.291509000001,2]
[6,590,"Point",130126573,28383301,"I","<Null>","<Null>","RD","<Null>",213092,894485,1,9068,"2007-04-04","<Null>","2007-11-16","2007-04-04","<Null>","<Null>","<Null>","<Null>","<Null>","<Null>","<Null>","<Null>","<Null>","<Null>","<Null>",10,"<Null>","<Null>","<Null>","<Null>",84412219,1,"<Null>","<Null>","osgb1000002142075485",9,"osgb4000000003546266",1,"osgb1000000293727611",2,"BROOM PARK","<Null>","BROOM PARK","<Null>","<Null>","<Null>","ULLAPOOL","HIGHLAND","ULLAPOOL","IV26 2XJ","IV26 2XJ","S","S","<Null>","2015-02-23","IV26","IV26 2",6,8,"osgb1000000293727611",51.368783999999998,"Building",10021,"osgb1000000293727611","<Null>","<Null>","<Null>",1.4,71.916297999999998,1,11163.291509000001,2]
[6,591,"Point",130126571,28383299,"I","<Null>","<Null>","RD","<Null>",213075,894505,1,9068,"2007-04-04","<Null>","2007-04-04","2007-04-04","<Null>","<Null>","<Null>","<Null>","<Null>","<Null>","<Null>","<Null>","<Null>","<Null>","<Null>",8,"<Null>","<Null>","<Null>","<Null>",84412219,1,"<Null>","<Null>","osgb1000002142075712",9,"osgb4000000003526826",8,"osgb1000000293727592",2,"BROOM PARK","<Null>","BROOM PARK","<Null>","<Null>","<Null>","ULLAPOOL","HIGHLAND","ULLAPOOL","IV26 2XJ","IV26 2XJ","S","S","<Null>","2015-02-23","IV26","IV26 2",6,8,"osgb1000000293727592",50.913119999999999,"Building",10021,"osgb1000000293727592","<Null>","<Null>","<Null>",1.4,71.278368,1,11163.291509000001,2]
[5,436,"Point",130009799,11818527,"I","<Null>","<Null>","RD","<Null>",212677,895024,1,9068,"2005-07-21","<Null>","2005-07-21","2005-07-21","<Null>","<Null>","<Null>","<Null>","<Null>","<Null>","<Null>","<Null>","<Null>","<Null>","<Null>",4,"<Null>","<Null>","<Null>","<Null>",84403846,1,"<Null>","<Null>","osgb1000002142002809",8,"osgb4000000003526823",6,"osgb1000038780224",3,"VYNER PLACE","<Null>","VYNER PLACE","<Null>","<Null>","<Null>","ULLAPOOL","HIGHLAND","ULLAPOOL","IV26 2XR","IV26 2XR","S","S","<Null>","2015-02-23","IV26","IV26 2",6,8,"osgb1000038780224",54.658783999999997,"Building",10021,"osgb1000038780224","<Null>","<Null>","<Null>",1.4,76.522298000000006,1,11048.206029999999,2]
[5,449,"Point",130009772,11818501,"I","<Null>","<Null>","RD","<Null>",212647,895003,1,9068,"2005-07-21","<Null>","2005-07-21","2005-07-21","<Null>","<Null>","<Null>","<Null>","<Null>","<Null>","<Null>","<Null>","<Null>","<Null>","<Null>",16,"<Null>","<Null>","<Null>","<Null>",84403846,1,"<Null>","<Null>","osgb1000002142002649",9,"osgb4000000003529256",6,"osgb1000038780236",7,"VYNER PLACE","<Null>","VYNER PLACE","<Null>","<Null>","<Null>","ULLAPOOL","HIGHLAND","ULLAPOOL","IV26 2XR","IV26 2XR","S","S","<Null>","2015-02-23","IV26","IV26 2",6,8,"osgb1000038780236",51.724896000000001,"Building",10021,"osgb1000038780236","<Null>","<Null>","<Null>",1.4,72.414854000000005,1,11048.206029999999,2]
[5,482,"Point",130009797,11818505,"I","<Null>","<Null>","RD","<Null>",212685,895019,1,9068,"2005-07-21","<Null>","2005-07-21","2005-07-21","<Null>","<Null>","<Null>","<Null>","<Null>","<Null>","<Null>","<Null>","<Null>","<Null>","<Null>",2,"<Null>","<Null>","<Null>","<Null>",84403846,1,"<Null>","<Null>","osgb1000002142002808",8,"osgb4000000003526823",6,"osgb1000038780223",3,"VYNER PLACE","<Null>","VYNER PLACE","<Null>","<Null>","<Null>","ULLAPOOL","HIGHLAND","ULLAPOOL","IV26 2XR","IV26 2XR","S","S","<Null>","2015-02-23","IV26","IV26 2",6,8,"osgb1000038780223",52.453919999999997,"Building",10021,"osgb1000038780223","<Null>","<Null>","<Null>",1.4,73.435488000000007,1,11048.206029999999,2]
[5,487,"Point",130009816,11818499,"I","<Null>","<Null>","RD","<Null>",212642,895007,1,9068,"2005-07-21","<Null>","2005-07-21","2005-07-21","<Null>","<Null>","<Null>","<Null>","<Null>","<Null>","<Null>","<Null>","<Null>","<Null>","<Null>",14,"<Null>","<Null>","<Null>","<Null>",84403846,1,"<Null>","<Null>","osgb1000002142002806",8,"osgb4000000003529256",6,"osgb1000038780235",3,"VYNER PLACE","<Null>","VYNER PLACE","<Null>","<Null>","<Null>","ULLAPOOL","HIGHLAND","ULLAPOOL","IV26 2XR","IV26 2XR","S","S","<Null>","2015-02-23","IV26","IV26 2",6,8,"osgb1000038780235",52.041103999999997,"Building",10021,"osgb1000038780235","<Null>","<Null>","<Null>",1.4,72.857545999999999,1,11048.206029999999,2]
[5,489,"Point",130009798,11818536,"I","<Null>","<Null>","RD","<Null>",212737,894983,1,9068,"2005-07-21","<Null>","2005-07-21","2005-07-21","<Null>","<Null>","<Null>","<Null>","<Null>","<Null>","<Null>","<Null>","<Null>","<Null>","<Null>",5,"<Null>","<Null>","<Null>","<Null>",84403846,1,"<Null>","<Null>","osgb1000002142002642",9,"osgb4000000003530481",5,"osgb1000038780171",4,"VYNER PLACE","<Null>","VYNER PLACE","<Null>","<Null>","<Null>","ULLAPOOL","HIGHLAND","ULLAPOOL","IV26 2XR","IV26 2XR","S","S","<Null>","2015-02-23","IV26","IV26 2",6,8,"osgb1000038780171",54.950512000000003,"Building",10021,"osgb1000038780171","<Null>","<Null>","<Null>",1.4,76.930717000000001,1,11048.206029999999,2]
[5,491,"Point",130009792,11818496,"I","<Null>","<Null>","RD","<Null>",212710,894950,1,9068,"2005-07-21","<Null>","2005-07-21","2005-07-21","<Null>","<Null>","<Null>","<Null>","<Null>","<Null>","<Null>","<Null>","<Null>","<Null>","<Null>",11,"<Null>","<Null>","<Null>","<Null>",84403846,1,"<Null>","<Null>","osgb1000002142002638",9,"osgb4000000003529243",5,"osgb1000038779509",4,"VYNER PLACE","<Null>","VYNER PLACE","<Null>","<Null>","<Null>","ULLAPOOL","HIGHLAND","ULLAPOOL","IV26 2XR","IV26 2XR","S","S","<Null>","2015-02-23","IV26","IV26 2",6,8,"osgb1000038779509",49.03,"Building",10021,"osgb1000038779509","<Null>","<Null>","<Null>",1.4,68.641999999999996,1,11048.206029999999,2]
[5,492,"Point",130009804,11818553,"I","<Null>","<Null>","RD","<Null>",212660,895043,1,9068,"2005-07-21","<Null>","2005-07-21","2005-07-21","<Null>","<Null>","<Null>","<Null>","<Null>","<Null>","<Null>","<Null>","<Null>","<Null>","<Null>",8,"<Null>","<Null>","<Null>","<Null>",84403846,1,"<Null>","<Null>","osgb1000002142002804",8,"osgb4000000003529256",6,"osgb1000038780228",3,"VYNER PLACE","<Null>","VYNER PLACE","<Null>","<Null>","<Null>","ULLAPOOL","HIGHLAND","ULLAPOOL","IV26 2XR","IV26 2XR","S","S","<Null>","2015-02-23","IV26","IV26 2",6,8,"osgb1000038780228",57.644303999999998,"Building",10021,"osgb1000038780228","<Null>","<Null>","<Null>",1.4,80.702026000000004,1,11048.206029999999,2]
[5,493,"Point",130009796,11818548,"I","<Null>","<Null>","RD","<Null>",212731,894973,1,9068,"2005-07-21","<Null>","2005-07-21","2005-07-21","<Null>","<Null>","<Null>","<Null>","<Null>","<Null>","<Null>","<Null>","<Null>","<Null>","<Null>",7,"<Null>","<Null>","<Null>","<Null>",84403846,1,"<Null>","<Null>","osgb1000002142002640",9,"osgb4000000003530481",5,"osgb1000038779513",4,"VYNER PLACE","<Null>","VYNER PLACE","<Null>","<Null>","<Null>","ULLAPOOL","HIGHLAND","ULLAPOOL","IV26 2XR","IV26 2XR","S","S","<Null>","2015-02-23","IV26","IV26 2",6,8,"osgb1000038779513",55.965504000000003,"Building",10021,"osgb1000038779513","<Null>","<Null>","<Null>",1.4,78.351705999999993,1,11048.206029999999,2]
[5,496,"Point",130009794,11818554,"I","<Null>","<Null>","RD","<Null>",212717,894956,1,9068,"2005-07-21","<Null>","2005-07-21","2005-07-21","<Null>","<Null>","<Null>","<Null>","<Null>","<Null>","<Null>","<Null>","<Null>","<Null>","<Null>",9,"<Null>","<Null>","<Null>","<Null>",84403846,1,"<Null>","<Null>","osgb1000002142002639",9,"osgb4000000003529249",5,"osgb1000038779510",4,"VYNER PLACE","<Null>","VYNER PLACE","<Null>","<Null>","<Null>","ULLAPOOL","HIGHLAND","ULLAPOOL","IV26 2XR","IV26 2XR","S","S","<Null>","2015-02-23","IV26","IV26 2",6,8,"osgb1000038779510",47.344991999999998,"Building",10021,"osgb1000038779510","<Null>","<Null>","<Null>",1.4,66.282989000000001,1,11048.206029999999,2]
[5,498,"Point",130009788,11818542,"I","<Null>","<Null>","RD","<Null>",212667,895039,1,9068,"2005-07-21","<Null>","2005-07-21","2005-07-21","<Null>","<Null>","<Null>","<Null>","<Null>","<Null>","<Null>","<Null>","<Null>","<Null>","<Null>",6,"<Null>","<Null>","<Null>","<Null>",84403846,1,"<Null>","<Null>","osgb1000002142002803",8,"osgb4000000003529256",6,"osgb1000038780227",3,"VYNER PLACE","<Null>","VYNER PLACE","<Null>","<Null>","<Null>","ULLAPOOL","HIGHLAND","ULLAPOOL","IV26 2XR","IV26 2XR","S","S","<Null>","2015-02-23","IV26","IV26 2",6,8,"osgb1000038780227",53.890191999999999,"Building",10021,"osgb1000038780227","<Null>","<Null>","<Null>",1.4,75.446269000000001,1,11048.206029999999,2]
[6,610,"Point",130064535,11818446,"I","<Null>","<Null>","RD","<Null>",213036,894540,1,9068,"2005-07-21","<Null>","2005-07-21","2005-07-21","<Null>","<Null>","<Null>","<Null>","<Null>","<Null>","<Null>","<Null>","<Null>","<Null>","<Null>","<Null>","<Null>","<Null>","<Null>","CALA BEAG",84412219,1,"<Null>","Y","osgb1000002142002872",13,"osgb4000000003526826",8,"osgb1000042631030",5,"BROOM PARK","<Null>","BROOM PARK","<Null>","<Null>","<Null>","ULLAPOOL","HIGHLAND","ULLAPOOL","IV26 2XJ","IV26 2XJ","S","S","<Null>","2015-02-23","IV26","IV26 2",6,8,"osgb1000042631030",47.362304000000002,"Building",10021,"osgb1000042631030","<Null>","<Null>","<Null>",1.4,66.307226,1,11048.206029999999,2]
[6,617,"Point",130064536,11818447,"I","<Null>","<Null>","RD","<Null>",213034,894542,1,9068,"2005-07-21","<Null>","2005-07-21","2005-07-21","<Null>","<Null>","<Null>","<Null>","<Null>","<Null>","<Null>","<Null>","<Null>","<Null>","<Null>",17,"<Null>","<Null>","<Null>","GLEN EDEN",84412219,1,"<Null>","<Null>","osgb1000002142002873",13,"osgb4000000003526826",8,"osgb1000042631031",5,"BROOM PARK","<Null>","BROOM PARK","<Null>","<Null>","<Null>","ULLAPOOL","HIGHLAND","ULLAPOOL","IV26 2XJ","IV26 2XJ","S","S","<Null>","2015-02-23","IV26","IV26 2",6,8,"osgb1000042631031",47.367232000000001,"Building",10021,"osgb1000042631031","<Null>","<Null>","<Null>",1.4,66.314125000000004,1,11048.206029999999,2]
[6,624,"Point",130064529,11818449,"I","<Null>","<Null>","RD","<Null>",213055,894551,1,9068,"2005-07-21","<Null>","2005-07-21","2005-07-21","<Null>","<Null>","<Null>","<Null>","<Null>","<Null>","<Null>","<Null>","<Null>","<Null>","<Null>",3,"<Null>","<Null>","<Null>","<Null>",84412219,1,"<Null>","<Null>","osgb1000002142002879",13,"osgb4000000003535162",5,"osgb1000038780470",5,"BROOM PARK","<Null>","BROOM PARK","<Null>","<Null>","<Null>","ULLAPOOL","HIGHLAND","ULLAPOOL","IV26 2XJ","IV26 2XJ","S","S","<Null>","2015-02-23","IV26","IV26 2",6,8,"osgb1000038780470",48.753008000000001,"Building",10021,"osgb1000038780470","<Null>","<Null>","<Null>",1.4,68.254210999999998,1,11048.206029999999,2]
[6,631,"Point",130064531,11818451,"I","<Null>","<Null>","RD","<Null>",213066,894533,1,9068,"2005-07-21","<Null>","2005-07-21","2005-07-21","<Null>","<Null>","<Null>","<Null>","<Null>","<Null>","<Null>","<Null>","<Null>","<Null>","<Null>",5,"<Null>","<Null>","<Null>","<Null>",84412219,1,"<Null>","<Null>","osgb1000002142002877",13,"osgb4000000003535162",5,"osgb1000038780468",5,"BROOM PARK","<Null>","BROOM PARK","<Null>","<Null>","<Null>","ULLAPOOL","HIGHLAND","ULLAPOOL","IV26 2XJ","IV26 2XJ","S","S","<Null>","2015-02-23","IV26","IV26 2",6,8,"osgb1000038780468",48.796959999999999,"Building",10021,"osgb1000038780468","<Null>","<Null>","<Null>",1.4,68.315743999999995,1,11048.206029999999,2]
[6,632,"Point",130064530,11818450,"I","<Null>","<Null>","RD","<Null>",213058,894545,1,9068,"2005-07-21","<Null>","2005-07-21","2005-07-21","<Null>","<Null>","<Null>","<Null>","<Null>","<Null>","<Null>","<Null>","<Null>","<Null>","<Null>",4,"<Null>","<Null>","<Null>","<Null>",84412219,1,"<Null>","<Null>","osgb1000002142002878",13,"osgb4000000003535162",5,"osgb1000038780469",5,"BROOM PARK","<Null>","BROOM PARK","<Null>","<Null>","<Null>","ULLAPOOL","HIGHLAND","ULLAPOOL","IV26 2XJ","IV26 2XJ","S","S","<Null>","2015-02-23","IV26","IV26 2",6,8,"osgb1000038780469",48.789456000000001,"Building",10021,"osgb1000038780469","<Null>","<Null>","<Null>",1.4,68.305238000000003,1,11048.206029999999,2]
[8,85,"Point",130009662,11818325,"I","<Null>","<Null>","RD","<Null>",212664,894052,1,9068,"2005-07-21","<Null>","2005-07-21","2005-07-21","<Null>","<Null>","<Null>","<Null>","<Null>","<Null>","<Null>","<Null>","<Null>","<Null>","<Null>",3,"<Null>","<Null>","<Null>","<Null>",84403844,1,"<Null>","<Null>","osgb1000002142002569",9,"osgb4000000003518229",5,"osgb1000038780080",4,"SEAFORTH ROAD","<Null>","SEAFORTH ROAD","<Null>","<Null>","<Null>","ULLAPOOL","HIGHLAND","ULLAPOOL","IV26 2UY","IV26 2UY","S","S","<Null>","2015-02-23","IV26","IV26 2",6,8,"osgb1000038780080",55.16,"Building",10021,"osgb1000038780080","<Null>","<Null>","<Null>",1.4,77.224000000000004,1,11048.206029999999,2]
[8,103,"Point",130009666,11818318,"I","<Null>","<Null>","RD","<Null>",212558,894023,1,9068,"2005-07-21","<Null>","2005-07-21","2005-07-21","<Null>","<Null>","<Null>","<Null>","<Null>","<Null>","<Null>","<Null>","<Null>","<Null>","<Null>",23,"<Null>","<Null>","<Null>","<Null>",84403844,1,"<Null>","<Null>","osgb1000002142002748",9,"osgb4000000003518223",5,"osgb1000038780068",4,"SEAFORTH ROAD","<Null>","SEAFORTH ROAD","<Null>","<Null>","<Null>","ULLAPOOL","HIGHLAND","ULLAPOOL","IV26 2UY","IV26 2UY","S","S","<Null>","2015-02-23","IV26","IV26 2",6,8,"osgb1000038780068",50.585984000000003,"Building",10021,"osgb1000038780068","<Null>","<Null>","<Null>",1.4,70.820378000000005,1,11048.206029999999,2]
[8,118,"Point",130009660,11818309,"I",2,"2012-02-07","RD","<Null>",212600,894033,1,9068,"2005-07-21","<Null>","2012-02-07","2005-07-21","<Null>","<Null>","<Null>","<Null>","<Null>","<Null>","<Null>","<Null>","<Null>","<Null>","<Null>",15,"<Null>","<Null>","<Null>","<Null>",84403844,1,"<Null>","<Null>","osgb1000002142002555",16,"osgb4000000003518229",5,"osgb1000038780072",4,"SEAFORTH ROAD","<Null>","SEAFORTH ROAD","<Null>","<Null>","<Null>","ULLAPOOL","HIGHLAND","ULLAPOOL","IV26 2UY","IV26 2UY","S","S","<Null>","2015-02-23","IV26","IV26 2",6,8,"osgb1000038780072",54.200512000000003,"Building",10021,"osgb1000038780072","<Null>","<Null>","<Null>",1.4,37.940358000000003,2,11048.206029999999,2]
[8,119,"Point",130009652,11818331,"I","<Null>","<Null>","RD","<Null>",212494,894005,1,9068,"2005-07-21","<Null>","2005-07-21","2005-07-21","<Null>","<Null>","<Null>","<Null>","<Null>","<Null>","<Null>","<Null>","<Null>","<Null>","<Null>",35,"<Null>","<Null>","<Null>","<Null>",84403844,1,"<Null>","<Null>","osgb1000002142002713",12,"osgb4000000003526796",6,"osgb1000038780040",4,"SEAFORTH ROAD","<Null>","SEAFORTH ROAD","<Null>","<Null>","<Null>","ULLAPOOL","HIGHLAND","ULLAPOOL","IV26 2UY","IV26 2UY","S","S","<Null>","2015-02-23","IV26","IV26 2",6,8,"osgb1000038780040",50.510016,"Building",10021,"osgb1000038780040","<Null>","<Null>","<Null>",1.4,70.714022,1,11048.206029999999,2]
[8,137,"Point",130009668,11818303,"I","<Null>","<Null>","RD","<Null>",212672,894053,1,9068,"2005-07-21","<Null>","2005-07-21","2005-07-21","<Null>","<Null>","<Null>","<Null>","<Null>","<Null>","<Null>","<Null>","<Null>","<Null>","<Null>",1,"<Null>","<Null>","<Null>","<Null>",84403844,1,"<Null>","<Null>","osgb1000002142002570",9,"osgb4000000003518229",5,"osgb1000038780081",4,"SEAFORTH ROAD","<Null>","SEAFORTH ROAD","<Null>","<Null>","<Null>","ULLAPOOL","HIGHLAND","ULLAPOOL","IV26 2UY","IV26 2UY","S","S","<Null>","2015-02-23","IV26","IV26 2",6,8,"osgb1000038780081",52.58,"Building",10021,"osgb1000038780081","<Null>","<Null>","<Null>",1.4,73.611999999999995,1,11048.206029999999,2]
[8,185,"Point",130009664,11818305,"I","<Null>","<Null>","RD","<Null>",212622,894039,1,9068,"2005-07-21","<Null>","2005-07-21","2005-07-21","<Null>","<Null>","<Null>","<Null>","<Null>","<Null>","<Null>","<Null>","<Null>","<Null>","<Null>",11,"<Null>","<Null>","<Null>","<Null>",84403844,1,"<Null>","<Null>","osgb1000002142002557",9,"osgb4000000003518229",5,"osgb1000038780075",4,"SEAFORTH ROAD","<Null>","SEAFORTH ROAD","<Null>","<Null>","<Null>","ULLAPOOL","HIGHLAND","ULLAPOOL","IV26 2UY","IV26 2UY","S","S","<Null>","2015-02-23","IV26","IV26 2",6,8,"osgb1000038780075",50.19,"Building",10021,"osgb1000038780075","<Null>","<Null>","<Null>",1.4,70.266000000000005,1,11048.206029999999,2]
[8,203,"Point",130009658,11818313,"I","<Null>","<Null>","RD","<Null>",212579,894028,1,9068,"2005-07-21","<Null>","2005-07-21","2005-07-21","<Null>","<Null>","<Null>","<Null>","<Null>","<Null>","<Null>","<Null>","<Null>","<Null>","<Null>",19,"<Null>","<Null>","<Null>","<Null>",84403844,1,"<Null>","<Null>","osgb1000002142002746",9,"osgb4000000003518223",5,"osgb1000038780070",4,"SEAFORTH ROAD","<Null>","SEAFORTH ROAD","<Null>","<Null>","<Null>","ULLAPOOL","HIGHLAND","ULLAPOOL","IV26 2UY","IV26 2UY","S","S","<Null>","2015-02-23","IV26","IV26 2",6,8,"osgb1000038780070",49.52,"Building",10021,"osgb1000038780070","<Null>","<Null>","<Null>",1.4,69.328000000000003,1,11048.206029999999,2]
[8,211,"Point",130009651,11818330,"I","<Null>","<Null>","RD","<Null>",212483,894048,1,9068,"2005-07-21","<Null>","2005-07-21","2005-07-21","<Null>","<Null>","<Null>","<Null>","<Null>","<Null>","<Null>","<Null>","<Null>","<Null>","<Null>",34,"<Null>","<Null>","<Null>","<Null>",84403844,1,"<Null>","<Null>","osgb1000002142002410",13,"osgb4000000003543294",5,"osgb1000038780037",4,"SEAFORTH ROAD","<Null>","SEAFORTH ROAD","<Null>","<Null>","<Null>","ULLAPOOL","HIGHLAND","ULLAPOOL","IV26 2UY","IV26 2UY","S","S","<Null>","2015-02-23","IV26","IV26 2",6,8,"osgb1000038780037",49.875008000000001,"Building",10021,"osgb1000038780037","<Null>","<Null>","<Null>",1.4,69.825011000000003,1,11048.206029999999,2]
[8,233,"Point",130009655,11818322,"I","<Null>","<Null>","RD","<Null>",212535,894022,1,9068,"2005-07-21","<Null>","2005-07-21","2005-07-21","<Null>","<Null>","<Null>","<Null>","<Null>","<Null>","<Null>","<Null>","<Null>","<Null>","<Null>",27,"<Null>","<Null>","<Null>","<Null>",84403844,1,"<Null>","<Null>","osgb1000002142002716",9,"osgb4000000003518223",5,"osgb1000038780066",4,"SEAFORTH ROAD","<Null>","SEAFORTH ROAD","<Null>","<Null>","<Null>","ULLAPOOL","HIGHLAND","ULLAPOOL","IV26 2UY","IV26 2UY","S","S","<Null>","2015-02-23","IV26","IV26 2",6,8,"osgb1000038780066",52.674992000000003,"Building",10021,"osgb1000038780066","<Null>","<Null>","<Null>",1.4,73.744989000000004,1,11048.206029999999,2]
[8,234,"Point",130009654,11818327,"I","<Null>","<Null>","RD","<Null>",212513,894017,1,9068,"2005-07-21","<Null>","2005-07-21","2005-07-21","<Null>","<Null>","<Null>","<Null>","<Null>","<Null>","<Null>","<Null>","<Null>","<Null>","<Null>",31,"<Null>","<Null>","<Null>","<Null>",84403844,1,"<Null>","<Null>","osgb1000002142002714",9,"osgb4000000003518223",5,"osgb1000038780064",4,"SEAFORTH ROAD","<Null>","SEAFORTH ROAD","<Null>","<Null>","<Null>","ULLAPOOL","HIGHLAND","ULLAPOOL","IV26 2UY","IV26 2UY","S","S","<Null>","2015-02-23","IV26","IV26 2",6,8,"osgb1000038780064",49.675007999999998,"Building",10021,"osgb1000038780064","<Null>","<Null>","<Null>",1.4,69.545011000000002,1,11048.206029999999,2]
[8,253,"Point",130009663,11818337,"I","<Null>","<Null>","RD","<Null>",212629,894040,1,9068,"2005-07-21","<Null>","2005-07-21","2005-07-21","<Null>","<Null>","<Null>","<Null>","<Null>","<Null>","<Null>","<Null>","<Null>","<Null>","<Null>",9,"<Null>","<Null>","<Null>","<Null>",84403844,1,"<Null>","<Null>","osgb1000002142002558",9,"osgb4000000003518229",5,"osgb1000038780076",4,"SEAFORTH ROAD","<Null>","SEAFORTH ROAD","<Null>","<Null>","<Null>","ULLAPOOL","HIGHLAND","ULLAPOOL","IV26 2UY","IV26 2UY","S","S","<Null>","2015-02-23","IV26","IV26 2",6,8,"osgb1000038780076",52.24,"Building",10021,"osgb1000038780076","<Null>","<Null>","<Null>",1.4,73.135999999999996,1,11048.206029999999,2]
[8,257,"Point",130009656,11818320,"I","<Null>","<Null>","RD","<Null>",212542,894023,1,9068,"2005-07-21","<Null>","2005-07-21","2005-07-21","<Null>","<Null>","<Null>","<Null>","<Null>","<Null>","<Null>","<Null>","<Null>","<Null>","<Null>",25,"<Null>","<Null>","<Null>","<Null>",84403844,1,"<Null>","<Null>","osgb1000002142002717",9,"osgb4000000003518223",5,"osgb1000038780067",4,"SEAFORTH ROAD","<Null>","SEAFORTH ROAD","<Null>","<Null>","<Null>","ULLAPOOL","HIGHLAND","ULLAPOOL","IV26 2UY","IV26 2UY","S","S","<Null>","2015-02-23","IV26","IV26 2",6,8,"osgb1000038780067",54.64,"Building",10021,"osgb1000038780067","<Null>","<Null>","<Null>",1.4,76.495999999999995,1,11048.206029999999,2]
[8,261,"Point",130009650,11818328,"I","<Null>","<Null>","RD","<Null>",212489,894045,1,9068,"2005-07-21","<Null>","2005-07-21","2005-07-21","<Null>","<Null>","<Null>","<Null>","<Null>","<Null>","<Null>","<Null>","<Null>","<Null>","<Null>",32,"<Null>","<Null>","<Null>","<Null>",84403844,1,"<Null>","<Null>","osgb1000002142002411",9,"osgb4000000003518223",5,"osgb1000038780038",4,"SEAFORTH ROAD","<Null>","SEAFORTH ROAD","<Null>","<Null>","<Null>","ULLAPOOL","HIGHLAND","ULLAPOOL","IV26 2UY","IV26 2UY","S","S","<Null>","2015-02-23","IV26","IV26 2",6,8,"osgb1000038780038",57.07,"Building",10021,"osgb1000038780038","<Null>","<Null>","<Null>",1.4,79.897999999999996,1,11048.206029999999,2]
[8,267,"Point",130009667,11818335,"I","<Null>","<Null>","RD","<Null>",212643,894047,1,9068,"2005-07-21","<Null>","2005-07-21","2005-07-21","<Null>","<Null>","<Null>","<Null>","<Null>","<Null>","<Null>","<Null>","<Null>","<Null>","<Null>",7,"<Null>","<Null>","<Null>","<Null>",84403844,1,"<Null>","<Null>","osgb1000002142002561",9,"osgb4000000003518229",5,"osgb1000038780078",4,"SEAFORTH ROAD","<Null>","SEAFORTH ROAD","<Null>","<Null>","<Null>","ULLAPOOL","HIGHLAND","ULLAPOOL","IV26 2UY","IV26 2UY","S","S","<Null>","2015-02-23","IV26","IV26 2",6,8,"osgb1000038780078",52.784992000000003,"Building",10021,"osgb1000038780078","<Null>","<Null>","<Null>",1.4,73.898989,1,11048.206029999999,2]
[8,269,"Point",130009665,11818329,"I","<Null>","<Null>","RD","<Null>",212498,894011,1,9068,"2005-07-21","<Null>","2005-07-21","2005-07-21","<Null>","<Null>","<Null>","<Null>","<Null>","<Null>","<Null>","<Null>","<Null>","<Null>","<Null>",33,"<Null>","<Null>","<Null>","<Null>",84403844,1,"<Null>","<Null>","osgb1000002142002712",9,"osgb4000000003518223",5,"osgb1000038780039",4,"SEAFORTH ROAD","<Null>","SEAFORTH ROAD","<Null>","<Null>","<Null>","ULLAPOOL","HIGHLAND","ULLAPOOL","IV26 2UY","IV26 2UY","S","S","<Null>","2015-02-23","IV26","IV26 2",6,8,"osgb1000038780039",47.21,"Building",10021,"osgb1000038780039","<Null>","<Null>","<Null>",1.4,66.093999999999994,1,11048.206029999999,2]
[8,291,"Point",130009659,11818311,"I","<Null>","<Null>","RD","<Null>",212586,894030,1,9068,"2005-07-21","<Null>","2005-07-21","2005-07-21","<Null>","<Null>","<Null>","<Null>","<Null>","<Null>","<Null>","<Null>","<Null>","<Null>","<Null>",17,"<Null>","<Null>","<Null>","<Null>",84403844,1,"<Null>","<Null>","osgb1000002142002747",9,"osgb4000000003518223",5,"osgb1000038780071",4,"SEAFORTH ROAD","<Null>","SEAFORTH ROAD","<Null>","<Null>","<Null>","ULLAPOOL","HIGHLAND","ULLAPOOL","IV26 2UY","IV26 2UY","S","S","<Null>","2015-02-23","IV26","IV26 2",6,8,"osgb1000038780071",55.715007999999997,"Building",10021,"osgb1000038780071","<Null>","<Null>","<Null>",1.4,78.001011000000005,1,11048.206029999999,2]
[8,292,"Point",130009669,11818333,"I","<Null>","<Null>","RD","<Null>",212650,894048,1,9068,"2005-07-21","<Null>","2005-07-21","2005-07-21","<Null>","<Null>","<Null>","<Null>","<Null>","<Null>","<Null>","<Null>","<Null>","<Null>","<Null>",5,"<Null>","<Null>","<Null>","<Null>",84403844,1,"<Null>","<Null>","osgb1000002142002568",9,"osgb4000000003518229",5,"osgb1000038780079",4,"SEAFORTH ROAD","<Null>","SEAFORTH ROAD","<Null>","<Null>","<Null>","ULLAPOOL","HIGHLAND","ULLAPOOL","IV26 2UY","IV26 2UY","S","S","<Null>","2015-02-23","IV26","IV26 2",6,8,"osgb1000038780079",53.71,"Building",10021,"osgb1000038780079","<Null>","<Null>","<Null>",1.4,75.194000000000003,1,11048.206029999999,2]
[8,317,"Point",130009657,11818316,"I","<Null>","<Null>","RD","<Null>",212563,894025,1,9068,"2005-07-21","<Null>","2008-02-15","2005-07-21","<Null>","<Null>","<Null>","<Null>","<Null>","<Null>","<Null>","<Null>","<Null>","<Null>","<Null>",21,"<Null>","<Null>","<Null>","<Null>",84403844,1,"<Null>","<Null>","osgb1000002142002749",9,"osgb4000000003518223",5,"osgb1000038780069",4,"SEAFORTH ROAD","<Null>","SEAFORTH ROAD","<Null>","<Null>","<Null>","ULLAPOOL","HIGHLAND","ULLAPOOL","IV26 2UY","IV26 2UY","S","S","<Null>","2015-02-23","IV26","IV26 2",6,8,"osgb1000038780069",53.853999999999999,"Building",10021,"osgb1000038780069","<Null>","<Null>","<Null>",1.4,75.395600000000002,1,11048.206029999999,2]
[8,61,"Point",130149110,51113787,"I",2,"2011-06-03","CR08","<Null>",212659,893967,1,9068,"2011-06-03","<Null>","2011-06-03","2011-06-03","VILLAGE GREEN TRADING","<Null>","<Null>","<Null>","<Null>","<Null>","<Null>","<Null>","<Null>","<Null>","<Null>","<Null>","<Null>","<Null>","<Null>","VILLAGE GREEN TRADING",84405493,1,"<Null>","Y","osgb1000002142079302",5,"osgb4000000003518228",5,"osgb1000038779462",6,"WEST ARGYLE STREET","<Null>","WEST ARGYLE STREET","<Null>","<Null>","<Null>","ULLAPOOL","HIGHLAND","ULLAPOOL","IV26 2TY","IV26 2TY","S","S","<Null>","2015-02-23","IV26","IV26 2",6,8,"osgb1000038779462",31.875983999999999,"Building",10021,"osgb1000038779462","<Null>","<Null>","<Null>",1.4,44.626378000000003,1,11022.715267,1]
[7,87,"Point",130009414,11817836,"I","<Null>","<Null>","RD","<Null>",212488,894340,1,9068,"2005-07-21","<Null>","2005-07-21","2005-07-21","<Null>","<Null>","<Null>","<Null>","<Null>","<Null>","<Null>","<Null>","<Null>","<Null>","<Null>",59,"<Null>","<Null>","<Null>","<Null>",84405638,1,"<Null>","<Null>","osgb1000002142002350",10,"osgb4000000003522822",5,"osgb1000038779785",4,"ST VALERY PLACE","<Null>","ST. VALERY PLACE","<Null>","<Null>","<Null>","ULLAPOOL","HIGHLAND","ULLAPOOL","IV26 2TD","IV26 2TD","S","S","<Null>","2015-02-23","IV26","IV26 2",6,8,"osgb1000038779785",70.379983999999993,"Building",10021,"osgb1000038779785","<Null>","<Null>","<Null>",1.4,98.531977999999995,1,10933.12055,2]
[7,111,"Point",130009423,11817832,"I","<Null>","<Null>","RD","<Null>",212464,894342,1,9068,"2005-07-21","<Null>","2005-07-21","2005-07-21","<Null>","<Null>","<Null>","<Null>","<Null>","<Null>","<Null>","<Null>","<Null>","<Null>","<Null>",55,"<Null>","<Null>","<Null>","<Null>",84405638,1,"<Null>","<Null>","osgb1000002142002352",10,"osgb4000000003526797",5,"osgb1000038779787",4,"ST VALERY PLACE","<Null>","ST. VALERY PLACE","<Null>","<Null>","<Null>","ULLAPOOL","HIGHLAND","ULLAPOOL","IV26 2TD","IV26 2TD","S","S","<Null>","2015-02-23","IV26","IV26 2",6,8,"osgb1000038779787",75.12,"Building",10021,"osgb1000038779787","<Null>","<Null>","<Null>",1.4,105.16800000000001,1,10933.12055,2]
[7,136,"Point",130009412,11817840,"I","<Null>","<Null>","RD","<Null>",212511,894343,1,9068,"2005-07-21","<Null>","2005-07-21","2005-07-21","<Null>","<Null>","<Null>","<Null>","<Null>","<Null>","<Null>","<Null>","<Null>","<Null>","<Null>",63,"<Null>","<Null>","<Null>","<Null>",84405638,1,"<Null>","<Null>","osgb1000002142002345",10,"osgb4000000003522822",5,"osgb1000038779775",4,"ST VALERY PLACE","<Null>","ST. VALERY PLACE","<Null>","<Null>","<Null>","ULLAPOOL","HIGHLAND","ULLAPOOL","IV26 2TD","IV26 2TD","S","S","<Null>","2015-02-23","IV26","IV26 2",6,8,"osgb1000038779775",66.195008000000001,"Building",10021,"osgb1000038779775","<Null>","<Null>","<Null>",1.4,92.673011000000002,1,10933.12055,2]
[7,243,"Point",130009413,11817839,"I","<Null>","<Null>","RD","<Null>",212503,894342,1,9068,"2005-07-21","<Null>","2005-07-21","2005-07-21","<Null>","<Null>","<Null>","<Null>","<Null>","<Null>","<Null>","<Null>","<Null>","<Null>","<Null>",61,"<Null>","<Null>","<Null>","<Null>",84405638,1,"<Null>","<Null>","osgb1000002142002344",10,"osgb4000000003522822",5,"osgb1000038779774",4,"ST VALERY PLACE","<Null>","ST. VALERY PLACE","<Null>","<Null>","<Null>","ULLAPOOL","HIGHLAND","ULLAPOOL","IV26 2TD","IV26 2TD","S","S","<Null>","2015-02-23","IV26","IV26 2",6,8,"osgb1000038779774",61.524991999999997,"Building",10021,"osgb1000038779774","<Null>","<Null>","<Null>",1.4,86.134989000000004,1,10933.12055,2]
[7,283,"Point",130009411,11817841,"I","<Null>","<Null>","RD","<Null>",212525,894342,1,9068,"2005-07-21","<Null>","2005-07-21","2005-07-21","<Null>","<Null>","<Null>","<Null>","<Null>","<Null>","<Null>","<Null>","<Null>","<Null>","<Null>",65,"<Null>","<Null>","<Null>","<Null>",84405638,1,"<Null>","<Null>","osgb1000002142002346",10,"osgb4000000003522822",5,"osgb1000038779776",4,"ST VALERY PLACE","<Null>","ST. VALERY PLACE","<Null>","<Null>","<Null>","ULLAPOOL","HIGHLAND","ULLAPOOL","IV26 2TD","IV26 2TD","S","S","<Null>","2015-02-23","IV26","IV26 2",6,8,"osgb1000038779776",69.314992000000004,"Building",10021,"osgb1000038779776","<Null>","<Null>","<Null>",1.4,97.040988999999996,1,10933.12055,2]
[1,399,"Point",130064553,11818367,"I","<Null>","<Null>","RD",130083764,212710,894172,1,9068,"2005-07-21","<Null>","2005-07-21","2005-07-21","<Null>","<Null>","<Null>","<Null>","LATHERON BUILDINGS",3,3,"<Null>","<Null>","<Null>","<Null>","<Null>","<Null>","<Null>","<Null>","LATHERON BUILDINGS",84403839,1,"<Null>","<Null>","osgb1000002142002547",15,"osgb4000000003552276",2,"osgb1000038780015",5,"QUAY STREET","<Null>","QUAY STREET","<Null>","<Null>","<Null>","ULLAPOOL","HIGHLAND","ULLAPOOL","IV26 2XA","IV26 2XA","S","S","<Null>","2015-02-23","IV26","IV26 2",6,8,"osgb1000038780015",171.96500800000001,"Building",10021,"osgb1000038780015","<Null>","<Null>","<Null>",1.4,80.250337000000002,3,10870.45024,2]
[2,132,"Point",130009592,11818238,"I","<Null>","<Null>","RD","<Null>",212677,893880,1,9068,"2005-07-21","<Null>","2005-07-21","2005-07-21","<Null>","<Null>","<Null>","<Null>","<Null>","<Null>","<Null>","<Null>","<Null>","<Null>","<Null>",1,"<Null>","<Null>","<Null>","<Null>",84403848,1,"<Null>","<Null>","osgb1000002142002220",8,"osgb4000000003526807",5,"osgb1000038779446",3,"WEST LANE","<Null>","WEST LANE","<Null>","<Null>","<Null>","ULLAPOOL","HIGHLAND","ULLAPOOL","IV26 2UT","IV26 2UT","S","S","<Null>","2015-02-23","IV26","IV26 2",6,8,"osgb1000038779446",59.601503999999998,"Building",10021,"osgb1000038779446","<Null>","<Null>","<Null>",1.4,83.442105999999995,1,10870.45024,2]
[2,338,"Point",130081492,11818099,"I","<Null>","<Null>","RD","<Null>",212744,894099,1,9068,"2005-07-21","<Null>","2008-04-04","2005-07-21","<Null>","<Null>","<Null>","<Null>","CANADA HOUSE","<Null>","<Null>","<Null>","<Null>","<Null>","<Null>","<Null>","<Null>","<Null>","<Null>","CANADA HOUSE",84403839,1,"<Null>","<Null>","osgb1000002142002241",11,"osgb4000000003518230",7,"osgb1000038780125",7,"QUAY STREET","<Null>","QUAY STREET","<Null>","<Null>","<Null>","ULLAPOOL","HIGHLAND","ULLAPOOL","IV26 2UE","IV26 2UE","S","S","<Null>","2015-02-23","IV26","IV26 2",6,8,"osgb1000038780125",97.075999999999993,"Building",10021,"osgb1000038780125","<Null>","<Null>","<Null>",1.4,67.953199999999995,2,10772.076843000001,2]
[2,360,"Point",130081485,11818088,"I","<Null>","<Null>","RD","<Null>",213006,894062,1,9068,"2005-07-21","<Null>","2005-07-21","2005-07-21","<Null>","<Null>","<Null>","<Null>","<Null>","<Null>","<Null>","<Null>","<Null>","<Null>","<Null>",15,"<Null>","<Null>","<Null>","MO BEAG",84405494,1,"<Null>","<Null>","osgb1000002142002918",9,"osgb4000000003518232",6,"osgb1000038780347",4,"ARGYLE STREET","<Null>","ARGYLE STREET","<Null>","<Null>","<Null>","ULLAPOOL","HIGHLAND","ULLAPOOL","IV26 2UB","IV26 2UB","S","S","<Null>","2015-02-23","IV26","IV26 2",6,8,"osgb1000038780347",65.594992000000005,"Building",10021,"osgb1000038780347","<Null>","<Null>","<Null>",1.4,91.832988999999998,1,10769.797923,2]
[4,101,"Point",130009625,11818279,"I","<Null>","<Null>","RD","<Null>",212860,894348,1,9068,"2005-07-21","<Null>","2005-07-21","2005-07-21","<Null>","<Null>","<Null>","<Null>","<Null>","<Null>","<Null>","<Null>","<Null>","<Null>","<Null>",15,"<Null>","<Null>","<Null>","<Null>",84403830,1,"<Null>","<Null>","osgb1000002142002500",10,"osgb4000000003526808",5,"osgb1000038779731",4,"LADYSMITH STREET","<Null>","LADYSMITH STREET","<Null>","<Null>","<Null>","ULLAPOOL","HIGHLAND","ULLAPOOL","IV26 2UW","IV26 2UW","S","S","<Null>","2015-02-23","IV26","IV26 2",6,8,"osgb1000038779731",50.648511999999997,"Building",10021,"osgb1000038779731","<Null>","<Null>","<Null>",1.4,70.907916999999998,1,10752.400234999999,4]
[2,174,"Point",130009545,11818200,"I","<Null>","<Null>","RD","<Null>",212834,894065,1,9068,"2005-07-21","<Null>","2005-07-21","2005-07-21","<Null>","<Null>","<Null>","<Null>","<Null>","<Null>","<Null>","<Null>","<Null>","<Null>","<Null>",31,"<Null>","<Null>","<Null>","<Null>",84403838,1,"<Null>","<Null>","osgb1000002142002605",11,"osgb4000000003518231",9,"osgb1000038780104",4,"PULTENEY STREET","<Null>","PULTENEY STREET","<Null>","<Null>","<Null>","ULLAPOOL","HIGHLAND","ULLAPOOL","IV26 2UP","IV26 2UP","S","S","<Null>","2015-02-23","IV26","IV26 2",6,8,"osgb1000038780104",52.045008000000003,"Building",10021,"osgb1000038780104","<Null>","<Null>","<Null>",1.4,72.863011,1,10702.949591000001,2]
[2,225,"Point",130009551,11818199,"I","<Null>","<Null>","RD","<Null>",212832,894074,1,9068,"2005-07-21","<Null>","2005-07-21","2005-07-21","<Null>","<Null>","<Null>","<Null>","<Null>","<Null>","<Null>","<Null>","<Null>","<Null>","<Null>",29,"<Null>","<Null>","<Null>","<Null>",84403838,1,"<Null>","<Null>","osgb1000002142002606",11,"osgb4000000003518231",9,"osgb1000038780105",4,"PULTENEY STREET","<Null>","PULTENEY STREET","<Null>","<Null>","<Null>","ULLAPOOL","HIGHLAND","ULLAPOOL","IV26 2UP","IV26 2UP","S","S","<Null>","2015-02-23","IV26","IV26 2",6,8,"osgb1000038780105",53.310015999999997,"Building",10021,"osgb1000038780105","<Null>","<Null>","<Null>",1.4,74.634022000000002,1,10702.949591000001,2]
[4,475,"Point",130009437,11817856,"I",2,"2012-03-14","RD","<Null>",212940,894449,1,9068,"2005-07-21","<Null>","2012-03-14","2005-07-21","<Null>","<Null>","<Null>","<Null>","HANDA","<Null>","<Null>","<Null>","<Null>","<Null>","<Null>","<Null>","<Null>","<Null>","<Null>","HANDA",84403835,1,"<Null>","Y","osgb1000002142002723",9,"osgb4000000003518241",5,"osgb1000038779677",4,"MOSS ROAD","<Null>","MOSS ROAD","<Null>","<Null>","<Null>","ULLAPOOL","HIGHLAND","ULLAPOOL","IV26 2TF","IV26 2TF","S","S","<Null>","2015-02-23","IV26","IV26 2",6,8,"osgb1000038779677",97.06,"Building",10021,"osgb1000038779677","<Null>","<Null>","<Null>",1.4,135.88399999999999,1,10619.890503000001,4]
[7,224,"Point",130009422,11817830,"I","<Null>","<Null>","RD","<Null>",212456,894340,1,9068,"2005-07-21","<Null>","2005-07-21","2005-07-21","<Null>","<Null>","<Null>","<Null>","<Null>","<Null>","<Null>","<Null>","<Null>","<Null>","<Null>",53,"<Null>","<Null>","<Null>","<Null>",84405638,1,"<Null>","<Null>","osgb1000002142002353",10,"osgb4000000003526797",5,"osgb1000038779788",4,"ST VALERY PLACE","<Null>","ST. VALERY PLACE","<Null>","<Null>","<Null>","ULLAPOOL","HIGHLAND","ULLAPOOL","IV26 2TD","IV26 2TD","S","S","<Null>","2015-02-23","IV26","IV26 2",6,8,"osgb1000038779788",64.744991999999996,"Building",10021,"osgb1000038779788","<Null>","<Null>","<Null>",1.4,90.642989,1,10592.496665000001,4]
[7,256,"Point",130009377,11817799,"I","<Null>","<Null>","RD","<Null>",212537,894219,1,9068,"2005-07-21","<Null>","2005-07-21","2005-07-21","<Null>","<Null>","<Null>","<Null>","<Null>","<Null>","<Null>","<Null>","<Null>","<Null>","<Null>",25,"<Null>","<Null>","<Null>","<Null>",84405638,1,"<Null>","<Null>","osgb1000002142002396",10,"osgb4000000003518224",6,"osgb1000038779854",4,"ST VALERY PLACE","<Null>","ST. VALERY PLACE","<Null>","<Null>","<Null>","ULLAPOOL","HIGHLAND","ULLAPOOL","IV26 2TD","IV26 2TD","S","S","<Null>","2015-02-23","IV26","IV26 2",6,8,"osgb1000038779854",64.5,"Building",10021,"osgb1000038779854","<Null>","<Null>","<Null>",1.4,90.3,1,10587.864111999999,2]
[2,379,"Point",130144336,11818180,"I",2,"2010-03-16","RD","<Null>",212828,894117,1,9068,"2010-03-16","<Null>","2010-03-16","2010-03-16","<Null>","<Null>","<Null>","<Null>","<Null>","<Null>","<Null>","<Null>","<Null>","<Null>","<Null>",4,"<Null>","<Null>","<Null>","<Null>",84403838,1,"<Null>","Y","osgb1000002142082215",3,"osgb4000000003518231",9,"osgb1000038779979",4,"PULTENEY STREET","<Null>","PULTENEY STREET","<Null>","<Null>","<Null>","ULLAPOOL","HIGHLAND","ULLAPOOL","IV26 2UP","IV26 2UP","S","S","<Null>","2015-02-23","IV26","IV26 2",6,8,"osgb1000038779979",48.05,"Building",10021,"osgb1000038779979","<Null>","<Null>","<Null>",1.4,67.27,1,10585.291448,1]
[2,45,"Point",130081471,11818094,"I","<Null>","<Null>","CR","<Null>",212833,894004,1,9068,"2005-07-21","<Null>","2005-07-21","2005-07-21","<Null>","<Null>","<Null>","<Null>","<Null>","<Null>","<Null>","<Null>","<Null>","<Null>","<Null>",27,"<Null>","<Null>","<Null>","<Null>",84405494,1,"<Null>","<Null>","osgb1000002142002238",10,"osgb4000000003518230",7,"osgb1000038780126",7,"ARGYLE STREET","<Null>","ARGYLE STREET","<Null>","<Null>","<Null>","ULLAPOOL","HIGHLAND","ULLAPOOL","IV26 2UB","IV26 2UB","S","S","<Null>","2015-02-23","IV26","IV26 2",6,8,"osgb1000038780126",60.324511999999999,"Building",10021,"osgb1000038780126","<Null>","<Null>","<Null>",1.4,42.227158000000003,2,10430.108125000001,1]
[2,62,"Point",130081476,11818096,"I","<Null>","<Null>","CX","<Null>",212833,894004,1,9068,"2005-07-21","<Null>","2005-07-21","2005-07-21","<Null>","<Null>","<Null>","<Null>","<Null>","<Null>","<Null>","<Null>","<Null>","<Null>","<Null>",8,"<Null>","<Null>","<Null>","<Null>",84405494,1,"<Null>","<Null>","osgb1000002142002237",10,"osgb4000000003518230",7,"osgb1000038780126",7,"ARGYLE STREET","<Null>","ARGYLE STREET","<Null>","<Null>","<Null>","ULLAPOOL","HIGHLAND","ULLAPOOL","IV26 2UB","IV26 2UB","S","S","<Null>","2015-02-23","IV26","IV26 2",6,8,"osgb1000038780126",60.324511999999999,"Building",10021,"osgb1000038780126","<Null>","<Null>","<Null>",1.4,42.227158000000003,2,10430.108125000001,1]
[5,425,"Point",130009503,11817993,"I","<Null>","<Null>","RD","<Null>",212575,894828,1,9068,"2005-07-21","<Null>","2005-07-21","2005-07-21","<Null>","<Null>","<Null>","<Null>","<Null>","<Null>","<Null>","<Null>","<Null>","<Null>","<Null>",41,"<Null>","<Null>","<Null>","<Null>",84405284,1,"<Null>","<Null>","osgb1000002142002319",12,"osgb4000000003526816",5,"osgb1000038779565",4,"MOREFIELD PLACE","<Null>","MOREFIELD PLACE","<Null>","<Null>","<Null>","ULLAPOOL","HIGHLAND","ULLAPOOL","IV26 2TS","IV26 2TS","S","S","<Null>","2015-02-23","IV26","IV26 2",6,8,"osgb1000038779565",51.304031999999999,"Building",10021,"osgb1000038779565","<Null>","<Null>","<Null>",1.4,71.825644999999994,1,10357.693153,2]
[5,426,"Point",130009472,11817988,"I","<Null>","<Null>","RD","<Null>",212546,894791,1,9068,"2005-07-21","<Null>","2005-07-21","2005-07-21","<Null>","<Null>","<Null>","<Null>","<Null>","<Null>","<Null>","<Null>","<Null>","<Null>","<Null>",37,"<Null>","<Null>","<Null>","<Null>",84405284,1,"<Null>","<Null>","osgb1000002142002310",12,"osgb4000000003530479",5,"osgb1000038780164",4,"MOREFIELD PLACE","<Null>","MOREFIELD PLACE","<Null>","<Null>","<Null>","ULLAPOOL","HIGHLAND","ULLAPOOL","IV26 2TS","IV26 2TS","S","S","<Null>","2015-02-23","IV26","IV26 2",6,8,"osgb1000038780164",56.899984000000003,"Building",10021,"osgb1000038780164","<Null>","<Null>","<Null>",1.4,79.659977999999995,1,10357.693153,2]
[5,450,"Point",130009502,11817994,"I","<Null>","<Null>","RD","<Null>",212584,894829,1,9068,"2005-07-21","<Null>","2005-07-21","2005-07-21","<Null>","<Null>","<Null>","<Null>","<Null>","<Null>","<Null>","<Null>","<Null>","<Null>","<Null>",42,"<Null>","<Null>","<Null>","<Null>",84405284,1,"<Null>","<Null>","osgb1000002142002318",12,"osgb4000000003526816",5,"osgb1000038779564",4,"MOREFIELD PLACE","<Null>","MOREFIELD PLACE","<Null>","<Null>","<Null>","ULLAPOOL","HIGHLAND","ULLAPOOL","IV26 2TS","IV26 2TS","S","S","<Null>","2015-02-23","IV26","IV26 2",6,8,"osgb1000038779564",56.209488,"Building",10021,"osgb1000038779564","<Null>","<Null>","<Null>",1.4,78.693282999999994,1,10357.693153,2]
[8,121,"Point",130009671,11818334,"I","<Null>","<Null>","RD","<Null>",212685,894110,1,9068,"2005-07-21","<Null>","2005-07-21","2005-07-21","<Null>","<Null>","<Null>","<Null>","<Null>","<Null>","<Null>","<Null>","<Null>","<Null>","<Null>",6,"<Null>","<Null>","<Null>","<Null>",84403844,1,"<Null>","<Null>","osgb1000002142002564",9,"osgb4000000003518229",5,"osgb1000038780006",4,"SEAFORTH ROAD","<Null>","SEAFORTH ROAD","<Null>","<Null>","<Null>","ULLAPOOL","HIGHLAND","ULLAPOOL","IV26 2UY","IV26 2UY","S","S","<Null>","2015-02-23","IV26","IV26 2",6,8,"osgb1000038780006",97.429519999999997,"Building",10021,"osgb1000038780006","<Null>","<Null>","<Null>",1.4,136.40132800000001,1,10357.693153,2]
[2,44,"Point",130090900,11818076,"I","<Null>","<Null>","CR","<Null>",212853,894034,4,9068,"2005-11-21","<Null>","2005-11-21","2005-11-21","WEST COAST DELICATESSEN","<Null>","<Null>","<Null>","<Null>","<Null>","<Null>","<Null>","<Null>","<Null>","<Null>",5,"<Null>","<Null>","<Null>","<Null>",84405494,1,"<Null>","<Null>","osgb1000002142002759",12,"osgb4000000003518230",7,"osgb1000038780116",5,"ARGYLE STREET","<Null>","ARGYLE STREET","<Null>","<Null>","<Null>","ULLAPOOL","HIGHLAND","ULLAPOOL","IV26 2UB","IV26 2UB","S","S","<Null>","2015-02-23","IV26","IV26 2",6,8,"osgb1000038780116",89.855007999999998,"Building",10021,"osgb1000038780116","<Null>","<Null>","<Null>",1.4,41.932336999999997,3,10357.287254999999,1]
[5,435,"Point",130009499,11817997,"I","<Null>","<Null>","RD","<Null>",212625,894849,1,9068,"2005-07-21","<Null>","2005-07-21","2005-07-21","<Null>","<Null>","<Null>","<Null>","<Null>","<Null>","<Null>","<Null>","<Null>","<Null>","<Null>",45,"<Null>","<Null>","<Null>","<Null>",84405284,1,"<Null>","<Null>","osgb1000002142002655",12,"osgb4000000003526817",5,"osgb1000038779561",4,"MOREFIELD PLACE","<Null>","MOREFIELD PLACE","<Null>","<Null>","<Null>","ULLAPOOL","HIGHLAND","ULLAPOOL","IV26 2TS","IV26 2TS","S","S","<Null>","2015-02-23","IV26","IV26 2",6,8,"osgb1000038779561",53.033472000000003,"Building",10021,"osgb1000038779561","<Null>","<Null>","<Null>",1.4,74.246860999999996,1,10347.226248000001,4]
[4,154,"Point",130009706,11818299,"I","<Null>","<Null>","RD","<Null>",212955,894354,1,9068,"2005-07-21","<Null>","2005-07-21","2005-07-21","<Null>","<Null>","<Null>","<Null>","<Null>","<Null>","<Null>","<Null>","<Null>","<Null>","<Null>",1,"<Null>","<Null>","<Null>","<Null>",84403826,1,"<Null>","<Null>","osgb1000002142002734",9,"osgb4000000003526809",5,"osgb1000038779715",4,"FRASER PLACE","<Null>","FRASER PLACE","<Null>","<Null>","<Null>","ULLAPOOL","HIGHLAND","ULLAPOOL","IV26 2UX","IV26 2UX","S","S","<Null>","2015-02-23","IV26","IV26 2",6,8,"osgb1000038779715",69.704992000000004,"Building",10021,"osgb1000038779715","<Null>","<Null>","<Null>",1.4,48.793494000000003,2,10293.712702999999,4]
[4,186,"Point",130009706,11818299,"I","<Null>","<Null>","RD","<Null>",212955,894354,1,9068,"2005-07-21","<Null>","2005-07-21","2005-07-21","<Null>","<Null>","<Null>","<Null>","<Null>","<Null>","<Null>","<Null>","<Null>","<Null>","<Null>",1,"<Null>","<Null>","<Null>","<Null>",84403826,1,"<Null>","<Null>","osgb1000002142002734",9,"osgb4000000003526809",5,"osgb1000038779715",4,"FRASER PLACE","<Null>","FRASER PLACE","<Null>","<Null>","<Null>","ULLAPOOL","HIGHLAND","ULLAPOOL","IV26 2UX","IV26 2UX","S","S","<Null>","2015-02-23","IV26","IV26 2",6,8,"osgb1000038779715",69.704992000000004,"Building",10021,"osgb1000038779715","<Null>","<Null>","<Null>",1.4,48.793494000000003,2,10293.712702999999,4]
[3,528,"Point",130102800,11818572,"I","<Null>","<Null>","RD","<Null>",213207,894190,1,9068,"2006-01-20","<Null>","2006-01-20","2006-01-20","<Null>","<Null>","<Null>","<Null>","<Null>","<Null>","<Null>","<Null>","<Null>","<Null>","<Null>",3,"<Null>","<Null>","<Null>","<Null>",84409186,1,"<Null>","<Null>","osgb1000002142002849",11,"osgb4000000003518227",6,"osgb1000038780437",5,"ROYAL PARK","ROYAL PARK","MILL STREET","<Null>","<Null>","<Null>","ULLAPOOL","HIGHLAND","ULLAPOOL","IV26 2XT","IV26 2XT","S","S","<Null>","2015-02-23","IV26","IV26 2",6,8,"osgb1000038780437",87.16,"Building",10021,"osgb1000038780437","<Null>","<Null>","<Null>",1.4,122.024,1,10270.778326,4]
[7,260,"Point",130009425,11817796,"I","<Null>","<Null>","RD","<Null>",212560,894296,1,9068,"2005-07-21","<Null>","2005-07-21","2005-07-21","<Null>","<Null>","<Null>","<Null>","<Null>","<Null>","<Null>","<Null>","<Null>","<Null>","<Null>",22,"<Null>","<Null>","<Null>","<Null>",84405638,1,"<Null>","<Null>","osgb1000002142002453",10,"osgb4000000003522821",5,"osgb1000038779846",4,"ST VALERY PLACE","<Null>","ST. VALERY PLACE","<Null>","<Null>","<Null>","ULLAPOOL","HIGHLAND","ULLAPOOL","IV26 2TD","IV26 2TD","S","S","<Null>","2015-02-23","IV26","IV26 2",6,8,"osgb1000038779846",49.023103999999996,"Building",10021,"osgb1000038779846","<Null>","<Null>","<Null>",1.4,68.632345999999998,1,10266.536338,2]
[7,308,"Point",130009428,11817802,"I","<Null>","<Null>","RD","<Null>",212566,894273,1,9068,"2005-07-21","<Null>","2005-07-21","2005-07-21","<Null>","<Null>","<Null>","<Null>","<Null>","<Null>","<Null>","<Null>","<Null>","<Null>","<Null>",28,"<Null>","<Null>","<Null>","<Null>",84405638,1,"<Null>","<Null>","osgb1000002142002456",10,"osgb4000000003522821",5,"osgb1000038779850",4,"ST VALERY PLACE","<Null>","ST. VALERY PLACE","<Null>","<Null>","<Null>","ULLAPOOL","HIGHLAND","ULLAPOOL","IV26 2TD","IV26 2TD","S","S","<Null>","2015-02-23","IV26","IV26 2",6,8,"osgb1000038779850",45.866,"Building",10021,"osgb1000038779850","<Null>","<Null>","<Null>",1.4,64.212400000000002,1,10266.536338,2]
[7,70,"Point",130120146,50656991,"I",2,"2010-11-08","CR08",130083765,212587,894206,2,9068,"2006-12-19","<Null>","2010-11-08","2006-12-19","ULLAPOOL LAUNDRY & DRY CLEANERS LTD","<Null>","<Null>","<Null>","LATHERTON CENTRE","UNIT 7A",7,"A","<Null>","<Null>","LAUNDRY","<Null>","<Null>","<Null>","<Null>","LATHERON CENTRE",84409173,1,"<Null>","Y","osgb1000002142078173",7,"osgb4000000003552276",2,"osgb1000038779871",4,"LATHERON LANE","<Null>","LATHERON LANE","<Null>","<Null>","<Null>","ULLAPOOL","HIGHLAND","ULLAPOOL","IV26 2XB","IV26 2XB","S","S","<Null>","2015-02-23","IV26","IV26 2",6,8,"osgb1000038779871",755.346496,"Building",10021,"osgb1000038779871","<Null>","<Null>","<Null>",1.4,352.49503099999998,3,10231.280232999999,2]
[5,424,"Point",130009766,11818521,"I","<Null>","<Null>","RD","<Null>",212584,894973,1,9068,"2005-07-21","<Null>","2005-07-21","2005-07-21","<Null>","<Null>","<Null>","<Null>","<Null>","<Null>","<Null>","<Null>","<Null>","<Null>","<Null>",34,"<Null>","<Null>","<Null>","<Null>",84403846,1,"<Null>","<Null>","osgb1000002142002628",9,"osgb4000000003529241",6,"osgb1000038780187",4,"VYNER PLACE","<Null>","VYNER PLACE","<Null>","<Null>","<Null>","ULLAPOOL","HIGHLAND","ULLAPOOL","IV26 2XR","IV26 2XR","S","S","<Null>","2015-02-23","IV26","IV26 2",6,8,"osgb1000038780187",41.959071999999999,"Building",10021,"osgb1000038780187","<Null>","<Null>","<Null>",1.4,58.742700999999997,1,10127.522193999999,2]
[5,440,"Point",130009764,11818514,"I","<Null>","<Null>","RD","<Null>",212625,894976,1,9068,"2005-07-21","<Null>","2005-07-21","2005-07-21","<Null>","<Null>","<Null>","<Null>","<Null>","<Null>","<Null>","<Null>","<Null>","<Null>","<Null>",28,"<Null>","<Null>","<Null>","<Null>",84403846,1,"<Null>","<Null>","osgb1000002142002631",10,"osgb4000000003529238",7,"osgb1000038780190",4,"VYNER PLACE","<Null>","VYNER PLACE","<Null>","<Null>","<Null>","ULLAPOOL","HIGHLAND","ULLAPOOL","IV26 2XR","IV26 2XR","S","S","<Null>","2015-02-23","IV26","IV26 2",6,8,"osgb1000038780190",45.577711999999998,"Building",10021,"osgb1000038780190","<Null>","<Null>","<Null>",1.4,63.808796999999998,1,10127.522193999999,2]
[5,457,"Point",130009789,11818525,"I","<Null>","<Null>","RD","<Null>",212574,894949,1,9068,"2005-07-21","<Null>","2005-07-21","2005-07-21","<Null>","<Null>","<Null>","<Null>","<Null>","<Null>","<Null>","<Null>","<Null>","<Null>","<Null>",38,"<Null>","<Null>","<Null>","<Null>",84403846,1,"<Null>","<Null>","osgb1000002142002626",9,"osgb4000000003529241",6,"osgb1000038780185",4,"VYNER PLACE","<Null>","VYNER PLACE","<Null>","<Null>","<Null>","ULLAPOOL","HIGHLAND","ULLAPOOL","IV26 2XR","IV26 2XR","S","S","<Null>","2015-02-23","IV26","IV26 2",6,8,"osgb1000038780185",42.380816000000003,"Building",10021,"osgb1000038780185","<Null>","<Null>","<Null>",1.4,59.333142000000002,1,10127.522193999999,2]
[5,476,"Point",130009774,11818512,"I","<Null>","<Null>","RD","<Null>",212626,894972,1,9068,"2005-07-21","<Null>","2005-07-21","2005-07-21","<Null>","<Null>","<Null>","<Null>","<Null>","<Null>","<Null>","<Null>","<Null>","<Null>","<Null>",26,"<Null>","<Null>","<Null>","<Null>",84403846,1,"<Null>","<Null>","osgb1000002142002632",10,"osgb4000000003529238",7,"osgb1000038780191",4,"VYNER PLACE","<Null>","VYNER PLACE","<Null>","<Null>","<Null>","ULLAPOOL","HIGHLAND","ULLAPOOL","IV26 2XR","IV26 2XR","S","S","<Null>","2015-02-23","IV26","IV26 2",6,8,"osgb1000038780191",48.602719999999998,"Building",10021,"osgb1000038780191","<Null>","<Null>","<Null>",1.4,68.043807999999999,1,10127.522193999999,2]
[5,501,"Point",130009818,11818528,"I","<Null>","<Null>","RD","<Null>",212575,894945,1,9068,"2005-07-21","<Null>","2005-07-21","2005-07-21","<Null>","<Null>","<Null>","<Null>","<Null>","<Null>","<Null>","<Null>","<Null>","<Null>","<Null>",40,"<Null>","<Null>","<Null>","<Null>",84403846,1,"<Null>","<Null>","osgb1000002142002625",9,"osgb4000000003529241",6,"osgb1000038780184",4,"VYNER PLACE","<Null>","VYNER PLACE","<Null>","<Null>","<Null>","ULLAPOOL","HIGHLAND","ULLAPOOL","IV26 2XR","IV26 2XR","S","S","<Null>","2015-02-23","IV26","IV26 2",6,8,"osgb1000038780184",46.818016,"Building",10021,"osgb1000038780184","<Null>","<Null>","<Null>",1.4,65.545221999999995,1,10127.522193999999,2]
[7,86,"Point",130009399,11817838,"I","<Null>","<Null>","RD","<Null>",212543,894316,1,9068,"2005-07-21","<Null>","2005-07-21","2005-07-21","<Null>","<Null>","<Null>","<Null>","<Null>","<Null>","<Null>","<Null>","<Null>","<Null>","<Null>",60,"<Null>","<Null>","<Null>","<Null>",84405638,1,"<Null>","<Null>","osgb1000002142002446",10,"osgb4000000003522822",5,"osgb1000038779773",4,"ST VALERY PLACE","<Null>","ST. VALERY PLACE","<Null>","<Null>","<Null>","ULLAPOOL","HIGHLAND","ULLAPOOL","IV26 2TD","IV26 2TD","S","S","<Null>","2015-02-23","IV26","IV26 2",6,8,"osgb1000038779773",46.378,"Building",10021,"osgb1000038779773","<Null>","<Null>","<Null>",1.4,64.929199999999994,1,10065.231702999999,2]
[7,96,"Point",130009400,11817814,"I","<Null>","<Null>","RD","<Null>",212472,894236,1,9068,"2005-07-21","<Null>","2005-07-21","2005-07-21","<Null>","<Null>","<Null>","<Null>","<Null>","<Null>","<Null>","<Null>","<Null>","<Null>","<Null>",39,"<Null>","<Null>","<Null>","<Null>",84405638,1,"<Null>","<Null>","osgb1000002142002376",10,"osgb4000000003518224",6,"osgb1000038779823",5,"ST VALERY PLACE","<Null>","ST. VALERY PLACE","<Null>","<Null>","<Null>","ULLAPOOL","HIGHLAND","ULLAPOOL","IV26 2TD","IV26 2TD","S","S","<Null>","2015-02-23","IV26","IV26 2",6,8,"osgb1000038779823",45.162272000000002,"Building",10021,"osgb1000038779823","<Null>","<Null>","<Null>",1.4,63.227181000000002,1,10065.231702999999,2]
[7,98,"Point",130009390,11817826,"I","<Null>","<Null>","RD","<Null>",212652,894262,1,9068,"2005-07-21","<Null>","2005-07-21","2005-07-21","<Null>","<Null>","<Null>","<Null>","<Null>","<Null>","<Null>","<Null>","<Null>","<Null>","<Null>",5,"<Null>","<Null>","<Null>","<Null>",84405638,1,"<Null>","<Null>","osgb1000002142002470",10,"osgb4000000003522834",5,"osgb1000038779864",4,"ST VALERY PLACE","<Null>","ST. VALERY PLACE","<Null>","<Null>","<Null>","ULLAPOOL","HIGHLAND","ULLAPOOL","IV26 2TD","IV26 2TD","S","S","<Null>","2015-02-23","IV26","IV26 2",6,8,"osgb1000038779864",48.365008000000003,"Building",10021,"osgb1000038779864","<Null>","<Null>","<Null>",1.4,67.711010999999999,1,10065.231702999999,2]
[7,140,"Point",130009407,11817816,"I","<Null>","<Null>","RD","<Null>",212505,894241,1,9068,"2005-07-21","<Null>","2005-07-21","2005-07-21","<Null>","<Null>","<Null>","<Null>","<Null>","<Null>","<Null>","<Null>","<Null>","<Null>","<Null>",40,"<Null>","<Null>","<Null>","<Null>",84405638,1,"<Null>","<Null>","osgb1000002142002381",10,"osgb4000000003518224",6,"osgb1000038779834",4,"ST VALERY PLACE","<Null>","ST. VALERY PLACE","<Null>","<Null>","<Null>","ULLAPOOL","HIGHLAND","ULLAPOOL","IV26 2TD","IV26 2TD","S","S","<Null>","2015-02-23","IV26","IV26 2",6,8,"osgb1000038779834",107.67198399999999,"Building",10021,"osgb1000038779834","<Null>","<Null>","<Null>",1.4,150.74077800000001,1,10065.231702999999,2]
[7,147,"Point",130009405,11817818,"I","<Null>","<Null>","RD","<Null>",212496,894267,1,9068,"2005-07-21","<Null>","2005-07-21","2005-07-21","<Null>","<Null>","<Null>","<Null>","<Null>","<Null>","<Null>","<Null>","<Null>","<Null>","<Null>",42,"<Null>","<Null>","<Null>","<Null>",84405638,1,"<Null>","<Null>","osgb1000002142002377",11,"osgb4000000003518224",6,"osgb1000038779828",4,"ST VALERY PLACE","<Null>","ST. VALERY PLACE","<Null>","<Null>","<Null>","ULLAPOOL","HIGHLAND","ULLAPOOL","IV26 2TD","IV26 2TD","S","S","<Null>","2015-02-23","IV26","IV26 2",6,8,"osgb1000038779828",47.494335999999997,"Building",10021,"osgb1000038779828","<Null>","<Null>","<Null>",1.4,66.492069999999998,1,10065.231702999999,2]
[7,150,"Point",130009388,11817782,"I","<Null>","<Null>","RD","<Null>",212649,894276,1,9068,"2005-07-21","<Null>","2005-07-21","2005-07-21","<Null>","<Null>","<Null>","<Null>","<Null>","<Null>","<Null>","<Null>","<Null>","<Null>","<Null>",1,"<Null>","<Null>","<Null>","<Null>",84405638,1,"<Null>","<Null>","osgb1000002142002472",10,"osgb4000000003522834",5,"osgb1000038779867",4,"ST VALERY PLACE","<Null>","ST. VALERY PLACE","<Null>","<Null>","<Null>","ULLAPOOL","HIGHLAND","ULLAPOOL","IV26 2TD","IV26 2TD","S","S","<Null>","2015-02-23","IV26","IV26 2",6,8,"osgb1000038779867",53.305008000000001,"Building",10021,"osgb1000038779867","<Null>","<Null>","<Null>",1.4,74.627010999999996,1,10065.231702999999,2]
[7,152,"Point",130009404,11817831,"I","<Null>","<Null>","RD","<Null>",212522,894311,1,9068,"2005-07-21","<Null>","2005-07-21","2005-07-21","<Null>","<Null>","<Null>","<Null>","<Null>","<Null>","<Null>","<Null>","<Null>","<Null>","<Null>",54,"<Null>","<Null>","<Null>","<Null>",84405638,1,"<Null>","<Null>","osgb1000002142002365",10,"osgb4000000003522822",5,"osgb1000038779769",4,"ST VALERY PLACE","<Null>","ST. VALERY PLACE","<Null>","<Null>","<Null>","ULLAPOOL","HIGHLAND","ULLAPOOL","IV26 2TD","IV26 2TD","S","S","<Null>","2015-02-23","IV26","IV26 2",6,8,"osgb1000038779769",47.136175999999999,"Building",10021,"osgb1000038779769","<Null>","<Null>","<Null>",1.4,65.990645999999998,1,10065.231702999999,2]
[7,184,"Point",130009429,11817805,"I","<Null>","<Null>","RD","<Null>",212540,894257,1,9068,"2005-07-21","<Null>","2005-07-21","2005-07-21","<Null>","<Null>","<Null>","<Null>","<Null>","<Null>","<Null>","<Null>","<Null>","<Null>","<Null>",30,"<Null>","<Null>","<Null>","<Null>",84405638,1,"<Null>","<Null>","osgb1000002142002386",10,"osgb4000000003518224",6,"osgb1000038779841",4,"ST VALERY PLACE","<Null>","ST. VALERY PLACE","<Null>","<Null>","<Null>","ULLAPOOL","HIGHLAND","ULLAPOOL","IV26 2TD","IV26 2TD","S","S","<Null>","2015-02-23","IV26","IV26 2",6,8,"osgb1000038779841",48.539664000000002,"Building",10021,"osgb1000038779841","<Null>","<Null>","<Null>",1.4,67.955529999999996,1,10065.231702999999,2]
[7,287,"Point",130009378,11817804,"I","<Null>","<Null>","RD","<Null>",212650,894270,1,9068,"2005-07-21","<Null>","2005-07-21","2005-07-21","<Null>","<Null>","<Null>","<Null>","<Null>","<Null>","<Null>","<Null>","<Null>","<Null>","<Null>",3,"<Null>","<Null>","<Null>","<Null>",84405638,1,"<Null>","<Null>","osgb1000002142002471",10,"osgb4000000003522834",5,"osgb1000038779866",4,"ST VALERY PLACE","<Null>","ST. VALERY PLACE","<Null>","<Null>","<Null>","ULLAPOOL","HIGHLAND","ULLAPOOL","IV26 2TD","IV26 2TD","S","S","<Null>","2015-02-23","IV26","IV26 2",6,8,"osgb1000038779866",49.129984,"Building",10021,"osgb1000038779866","<Null>","<Null>","<Null>",1.4,68.781977999999995,1,10065.231702999999,2]
[7,319,"Point",130009373,11817808,"I","<Null>","<Null>","RD","<Null>",212476,894216,1,9068,"2005-07-21","<Null>","2005-07-21","2005-07-21","<Null>","<Null>","<Null>","<Null>","<Null>","<Null>","<Null>","<Null>","<Null>","<Null>","<Null>",33,"<Null>","<Null>","<Null>","<Null>",84405638,1,"<Null>","<Null>","osgb1000002142002392",10,"osgb4000000003518224",6,"osgb1000038779827",5,"ST VALERY PLACE","<Null>","ST. VALERY PLACE","<Null>","<Null>","<Null>","ULLAPOOL","HIGHLAND","ULLAPOOL","IV26 2TD","IV26 2TD","S","S","<Null>","2015-02-23","IV26","IV26 2",6,8,"osgb1000038779827",48.492367999999999,"Building",10021,"osgb1000038779827","<Null>","<Null>","<Null>",1.4,67.889314999999996,1,10065.231702999999,2]
[8,218,"Point",130009673,11818304,"I",2,"2012-10-30","RD","<Null>",212663,894106,1,9068,"2005-07-21","<Null>","2012-10-30","2005-07-21","<Null>","<Null>","<Null>","<Null>","<Null>","<Null>","<Null>","<Null>","<Null>","<Null>","<Null>",10,"<Null>","<Null>","<Null>","<Null>",84403844,1,"<Null>","Y","osgb1000002142002566",9,"osgb4000000003518229",5,"osgb1000038780010",4,"SEAFORTH ROAD","<Null>","SEAFORTH ROAD","<Null>","<Null>","<Null>","ULLAPOOL","HIGHLAND","ULLAPOOL","IV26 2UY","IV26 2UY","S","S","<Null>","2015-02-23","IV26","IV26 2",6,8,"osgb1000038780010",87.400992000000002,"Building",10021,"osgb1000038780010","<Null>","<Null>","<Null>",1.4,122.361389,1,9921.6661490000006,4]
[3,217,"Point",130009541,11818173,"I","<Null>","<Null>","RD","<Null>",213009,894129,1,9068,"2005-07-21","<Null>","2005-07-21","2005-07-21","<Null>","<Null>","<Null>","<Null>","BARTON HOUSE","<Null>","<Null>","<Null>","<Null>","<Null>","<Null>","<Null>","<Null>","<Null>","<Null>","BARTON HOUSE",84403838,1,"<Null>","<Null>","osgb1000002142002916",12,"osgb4000000003518234",7,"osgb1000038780369",4,"PULTENEY STREET","<Null>","PULTENEY STREET","<Null>","<Null>","<Null>","ULLAPOOL","HIGHLAND","ULLAPOOL","IV26 2UP","IV26 2UP","S","S","<Null>","2015-02-23","IV26","IV26 2",6,8,"osgb1000038780369",79.455008000000007,"Building",10021,"osgb1000038780369","<Null>","<Null>","<Null>",1.4,111.237011,1,9897.3512350000001,2]
[7,240,"Point",130009611,11818257,"I","<Null>","<Null>","RD","<Null>",212437,894230,1,9068,"2005-07-21","<Null>","2005-07-21","2005-07-21","<Null>","<Null>","<Null>","<Null>","<Null>","<Null>","<Null>","<Null>","<Null>","<Null>","<Null>",16,"<Null>","<Null>","<Null>","<Null>",84403850,1,"<Null>","<Null>","osgb1000002142002387",12,"osgb4000000003514720",9,"osgb1000038779816",4,"WEST TERRACE","<Null>","WEST TERRACE","<Null>","<Null>","<Null>","ULLAPOOL","HIGHLAND","ULLAPOOL","IV26 2UU","IV26 2UU","S","S","<Null>","2015-02-23","IV26","IV26 2",6,8,"osgb1000038779816",72.17,"Building",10021,"osgb1000038779816","<Null>","<Null>","<Null>",1.4,101.038,1,9843.9440950000007,4]
[1,321,"Point",130081495,11818103,"I","<Null>","<Null>","RD","<Null>",212741,894224,1,9068,"2005-07-21","<Null>","2005-07-21","2005-07-21","<Null>","<Null>","<Null>","<Null>","LATHERON COTTAGE","<Null>","<Null>","<Null>","<Null>","<Null>","<Null>","<Null>","<Null>","<Null>","<Null>","LATHERON COTTAGE",84403839,1,"<Null>","<Null>","osgb1000002142002572",13,"osgb4000000003522827",9,"osgb1000038780168",4,"QUAY STREET","<Null>","QUAY STREET","<Null>","<Null>","<Null>","ULLAPOOL","HIGHLAND","ULLAPOOL","IV26 2UE","IV26 2UE","S","S","<Null>","2015-02-23","IV26","IV26 2",6,8,"osgb1000038780168",78.239999999999995,"Building",10021,"osgb1000038780168","<Null>","<Null>","<Null>",1.4,109.536,1,9765.5849749999998,4]
[7,89,"Point",130009427,11817800,"I","<Null>","<Null>","RD","<Null>",212565,894280,1,9068,"2005-07-21","<Null>","2005-07-21","2005-07-21","<Null>","<Null>","<Null>","<Null>","<Null>","<Null>","<Null>","<Null>","<Null>","<Null>","<Null>",26,"<Null>","<Null>","<Null>","<Null>",84405638,1,"<Null>","<Null>","osgb1000002142002455",10,"osgb4000000003522821",5,"osgb1000038779849",4,"ST VALERY PLACE","<Null>","ST. VALERY PLACE","<Null>","<Null>","<Null>","ULLAPOOL","HIGHLAND","ULLAPOOL","IV26 2TD","IV26 2TD","S","S","<Null>","2015-02-23","IV26","IV26 2",6,8,"osgb1000038779849",45.133631999999999,"Building",10021,"osgb1000038779849","<Null>","<Null>","<Null>",1.4,63.187085000000003,1,9763.2747519999994,2]
[7,212,"Point",130009416,11817798,"I","<Null>","<Null>","RD","<Null>",212562,894289,1,9068,"2005-07-21","<Null>","2005-07-21","2005-07-21","<Null>","<Null>","<Null>","<Null>","<Null>","<Null>","<Null>","<Null>","<Null>","<Null>","<Null>",24,"<Null>","<Null>","<Null>","<Null>",84405638,1,"<Null>","<Null>","osgb1000002142002454",10,"osgb4000000003522821",5,"osgb1000038779847",4,"ST VALERY PLACE","<Null>","ST. VALERY PLACE","<Null>","<Null>","<Null>","ULLAPOOL","HIGHLAND","ULLAPOOL","IV26 2TD","IV26 2TD","S","S","<Null>","2015-02-23","IV26","IV26 2",6,8,"osgb1000038779847",45.173856000000001,"Building",10021,"osgb1000038779847","<Null>","<Null>","<Null>",1.4,63.243397999999999,1,9763.2747519999994,2]
[6,372,"Point",130141990,51841780,"I",2,"2010-05-04","RD",130131197,212902,894877,2,9068,"2009-11-18","<Null>","2010-05-04","2009-11-18","<Null>","<Null>","<Null>","<Null>","<Null>","<Null>",8,"<Null>","<Null>","<Null>","<Null>","<Null>","<Null>","<Null>","<Null>","MOSS BRIDGE COURT",84403835,1,"<Null>","Y","osgb1000002142082445",4,"osgb4000000003518239",7,"osgb1000000293870868",3,"MOSS ROAD","<Null>","MOSS BRIDGE COURT","<Null>","MOSS","<Null>","ULLAPOOL","HIGHLAND","ULLAPOOL","IV26 2XW","IV26 2XW","S","S","<Null>","2015-02-23","IV26","IV26 2",6,8,"osgb1000000293870868",92.896144000000007,"Building",10021,"osgb1000000293870868","<Null>","<Null>","<Null>",1.4,32.513649999999998,4,9743.1442889999998,2]
[6,376,"Point",130141984,51841774,"I",2,"2010-05-04","RD",130131197,212893,894904,2,9068,"2009-11-18","<Null>","2010-05-04","2009-11-18","<Null>","<Null>","<Null>","<Null>","<Null>","<Null>",2,"<Null>","<Null>","<Null>","<Null>","<Null>","<Null>","<Null>","<Null>","MOSS BRIDGE COURT",84403835,1,"<Null>","Y","osgb1000002142082443",4,"osgb4000000003526822",7,"osgb1000000293870873",3,"MOSS ROAD","<Null>","MOSS BRIDGE COURT","<Null>","MOSS","<Null>","ULLAPOOL","HIGHLAND","ULLAPOOL","IV26 2XW","IV26 2XW","S","S","<Null>","2015-02-23","IV26","IV26 2",6,8,"osgb1000000293870873",95.659968000000006,"Building",10021,"osgb1000000293870873","<Null>","<Null>","<Null>",1.4,33.480989000000001,4,9743.1442889999998,2]
[6,534,"Point",130141984,51841774,"I",2,"2010-05-04","RD",130131197,212893,894904,2,9068,"2009-11-18","<Null>","2010-05-04","2009-11-18","<Null>","<Null>","<Null>","<Null>","<Null>","<Null>",2,"<Null>","<Null>","<Null>","<Null>","<Null>","<Null>","<Null>","<Null>","MOSS BRIDGE COURT",84403835,1,"<Null>","Y","osgb1000002142082443",4,"osgb4000000003526822",7,"osgb1000000293870873",3,"MOSS ROAD","<Null>","MOSS BRIDGE COURT","<Null>","MOSS","<Null>","ULLAPOOL","HIGHLAND","ULLAPOOL","IV26 2XW","IV26 2XW","S","S","<Null>","2015-02-23","IV26","IV26 2",6,8,"osgb1000000293870873",95.659968000000006,"Building",10021,"osgb1000000293870873","<Null>","<Null>","<Null>",1.4,33.480989000000001,4,9743.1442889999998,2]
[6,537,"Point",130141990,51841780,"I",2,"2010-05-04","RD",130131197,212902,894877,2,9068,"2009-11-18","<Null>","2010-05-04","2009-11-18","<Null>","<Null>","<Null>","<Null>","<Null>","<Null>",8,"<Null>","<Null>","<Null>","<Null>","<Null>","<Null>","<Null>","<Null>","MOSS BRIDGE COURT",84403835,1,"<Null>","Y","osgb1000002142082445",4,"osgb4000000003518239",7,"osgb1000000293870868",3,"MOSS ROAD","<Null>","MOSS BRIDGE COURT","<Null>","MOSS","<Null>","ULLAPOOL","HIGHLAND","ULLAPOOL","IV26 2XW","IV26 2XW","S","S","<Null>","2015-02-23","IV26","IV26 2",6,8,"osgb1000000293870868",92.896144000000007,"Building",10021,"osgb1000000293870868","<Null>","<Null>","<Null>",1.4,32.513649999999998,4,9743.1442889999998,2]
[2,35,"Point",130064548,11818119,"I","<Null>","<Null>","CO",130083593,212805,893922,1,9068,"2005-07-21","<Null>","2007-06-27","2005-07-21","CALEY FISHERIES LTD","<Null>","<Null>","<Null>","6 HARBOUR BUILDINGS","<Null>",6,"<Null>","<Null>","<Null>","<Null>","<Null>","<Null>","<Null>","<Null>","HARBOUR BUILDINGS",84403845,1,"<Null>","<Null>","osgb1000002142002256",10,"osgb4000000003526804",8,"osgb1000038779384",3,"SHORE STREET","<Null>","THE PIER","<Null>","<Null>","<Null>","ULLAPOOL","HIGHLAND","ULLAPOOL","IV26 2UH","IV26 2UH","S","S","<Null>","2015-02-23","IV26","IV26 2",6,8,"osgb1000038779384",168.92998399999999,"Building",10021,"osgb1000038779384","<Null>","<Null>","<Null>",1.4,39.416995999999997,6,9735.9980780000005,1]
[2,36,"Point",130064546,11818121,"I","<Null>","<Null>","CO",130083593,212805,893922,1,9068,"2005-07-21","<Null>","2005-07-21","2005-07-21","CALEY OILS LTD","<Null>","<Null>","<Null>","1 HARBOUR BUILDINGS","<Null>",1,"<Null>","<Null>","<Null>","<Null>","<Null>","<Null>","<Null>","<Null>","HARBOUR BUILDINGS",84403845,1,"<Null>","<Null>","osgb1000002142002261",12,"osgb4000000003526804",8,"osgb1000038779384",3,"SHORE STREET","<Null>","THE PIER","<Null>","<Null>","<Null>","ULLAPOOL","HIGHLAND","ULLAPOOL","IV26 2UH","IV26 2UH","S","S","<Null>","2015-02-23","IV26","IV26 2",6,8,"osgb1000038779384",168.92998399999999,"Building",10021,"osgb1000038779384","<Null>","<Null>","<Null>",1.4,39.416995999999997,6,9735.9980780000005,1]
[2,37,"Point",130064547,11818123,"I","<Null>","<Null>","CO",130083593,212805,893922,1,9068,"2005-07-21","<Null>","2005-07-21","2005-07-21","<Null>","<Null>","<Null>","<Null>","2 HARBOUR BUILDINGS","<Null>",2,"<Null>","<Null>","<Null>","<Null>","<Null>","<Null>","<Null>","<Null>","HARBOUR BUILDINGS",84403845,1,"<Null>","<Null>","osgb1000002142002262",11,"osgb4000000003526804",8,"osgb1000038779384",3,"SHORE STREET","<Null>","THE PIER","<Null>","<Null>","<Null>","ULLAPOOL","HIGHLAND","ULLAPOOL","IV26 2UH","IV26 2UH","S","S","<Null>","2015-02-23","IV26","IV26 2",6,8,"osgb1000038779384",168.92998399999999,"Building",10021,"osgb1000038779384","<Null>","<Null>","<Null>",1.4,39.416995999999997,6,9735.9980780000005,1]
[2,39,"Point",130009569,11818215,"I","<Null>","<Null>","CR","<Null>",212805,893922,1,9068,"2005-07-21","<Null>","2005-07-21","2005-07-21","<Null>","<Null>","<Null>","<Null>","<Null>","<Null>","<Null>","<Null>","<Null>","<Null>","<Null>",1,"<Null>","<Null>","<Null>","<Null>",84403849,1,"<Null>","<Null>","osgb1000002142002254",10,"osgb4000000003526804",8,"osgb1000038779384",3,"WEST SHORE STREET","<Null>","WEST SHORE STREET","<Null>","<Null>","<Null>","ULLAPOOL","HIGHLAND","ULLAPOOL","IV26 2UR","IV26 2UR","S","M","<Null>","2015-02-23","IV26","IV26 2",6,8,"osgb1000038779384",168.92998399999999,"Building",10021,"osgb1000038779384","<Null>","<Null>","<Null>",1.4,39.416995999999997,6,9735.9980780000005,1]
[1,146,"Point",130009635,11818296,"I","<Null>","<Null>","RD","<Null>",212874,894306,1,9068,"2005-07-21","<Null>","2005-07-21","2005-07-21","<Null>","<Null>","<Null>","<Null>","<Null>","<Null>","<Null>","<Null>","<Null>","<Null>","<Null>",7,"<Null>","<Null>","<Null>","<Null>",84403830,1,"<Null>","<Null>","osgb1000002142002511",9,"osgb4000000003522836",5,"osgb1000038779735",4,"LADYSMITH STREET","<Null>","LADYSMITH STREET","<Null>","<Null>","<Null>","ULLAPOOL","HIGHLAND","ULLAPOOL","IV26 2UW","IV26 2UW","S","S","<Null>","2015-02-23","IV26","IV26 2",6,8,"osgb1000038779735",39.309519999999999,"Building",10021,"osgb1000038779735","<Null>","<Null>","<Null>",1.4,55.033327999999997,1,9667.1802759999991,2]
[1,235,"Point",130009633,11818275,"I","<Null>","<Null>","RD","<Null>",212868,894323,1,9068,"2005-07-21","<Null>","2005-07-21","2005-07-21","<Null>","<Null>","<Null>","<Null>","<Null>","<Null>","<Null>","<Null>","<Null>","<Null>","<Null>",11,"<Null>","<Null>","<Null>","<Null>",84403830,1,"<Null>","<Null>","osgb1000002142002509",9,"osgb4000000003522836",5,"osgb1000038779733",4,"LADYSMITH STREET","<Null>","LADYSMITH STREET","<Null>","<Null>","<Null>","ULLAPOOL","HIGHLAND","ULLAPOOL","IV26 2UW","IV26 2UW","S","S","<Null>","2015-02-23","IV26","IV26 2",6,8,"osgb1000038779733",43.95,"Building",10021,"osgb1000038779733","<Null>","<Null>","<Null>",1.4,61.53,1,9667.1802759999991,2]
[1,314,"Point",130009634,11818298,"I","<Null>","<Null>","RD","<Null>",212872,894310,1,9068,"2005-07-21","<Null>","2005-07-21","2005-07-21","<Null>","<Null>","<Null>","<Null>","<Null>","<Null>","<Null>","<Null>","<Null>","<Null>","<Null>",9,"<Null>","<Null>","<Null>","<Null>",84403830,1,"<Null>","<Null>","osgb1000002142002510",9,"osgb4000000003522836",5,"osgb1000038779734",4,"LADYSMITH STREET","<Null>","LADYSMITH STREET","<Null>","<Null>","<Null>","ULLAPOOL","HIGHLAND","ULLAPOOL","IV26 2UW","IV26 2UW","S","S","<Null>","2015-02-23","IV26","IV26 2",6,8,"osgb1000038779734",40.125487999999997,"Building",10021,"osgb1000038779734","<Null>","<Null>","<Null>",1.4,56.175682999999999,1,9667.1802759999991,2]
[4,95,"Point",130009622,11818283,"I","<Null>","<Null>","RD","<Null>",212856,894364,1,9068,"2005-07-21","<Null>","2005-07-21","2005-07-21","<Null>","<Null>","<Null>","<Null>","<Null>","<Null>","<Null>","<Null>","<Null>","<Null>","<Null>",19,"<Null>","<Null>","<Null>","<Null>",84403830,1,"<Null>","<Null>","osgb1000002142002498",9,"osgb4000000003518242",5,"osgb1000038779729",4,"LADYSMITH STREET","<Null>","LADYSMITH STREET","<Null>","<Null>","<Null>","ULLAPOOL","HIGHLAND","ULLAPOOL","IV26 2UW","IV26 2UW","S","S","<Null>","2015-02-23","IV26","IV26 2",6,8,"osgb1000038779729",42.035007999999998,"Building",10021,"osgb1000038779729","<Null>","<Null>","<Null>",1.4,58.849010999999997,1,9667.1802759999991,2]
[4,99,"Point",130009642,11818291,"I","<Null>","<Null>","RD","<Null>",212845,894396,1,9068,"2005-07-21","<Null>","2005-07-21","2005-07-21","<Null>","<Null>","<Null>","<Null>","<Null>","<Null>","<Null>","<Null>","<Null>","<Null>","<Null>",27,"<Null>","<Null>","<Null>","<Null>",84403830,1,"<Null>","<Null>","osgb1000002142002481",9,"osgb4000000003518242",5,"osgb1000038779724",4,"LADYSMITH STREET","<Null>","LADYSMITH STREET","<Null>","<Null>","<Null>","ULLAPOOL","HIGHLAND","ULLAPOOL","IV26 2UW","IV26 2UW","S","S","<Null>","2015-02-23","IV26","IV26 2",6,8,"osgb1000038779724",42.14,"Building",10021,"osgb1000038779724","<Null>","<Null>","<Null>",1.4,58.996000000000002,1,9667.1802759999991,2]
[4,206,"Point",130009624,11818281,"I","<Null>","<Null>","RD","<Null>",212858,894353,1,9068,"2005-07-21","<Null>","2005-07-21","2005-07-21","<Null>","<Null>","<Null>","<Null>","<Null>","<Null>","<Null>","<Null>","<Null>","<Null>","<Null>",17,"<Null>","<Null>","<Null>","<Null>",84403830,1,"<Null>","<Null>","osgb1000002142002499",10,"osgb4000000003526808",5,"osgb1000038779730",4,"LADYSMITH STREET","<Null>","LADYSMITH STREET","<Null>","<Null>","<Null>","ULLAPOOL","HIGHLAND","ULLAPOOL","IV26 2UW","IV26 2UW","S","S","<Null>","2015-02-23","IV26","IV26 2",6,8,"osgb1000038779730",44.779519999999998,"Building",10021,"osgb1000038779730","<Null>","<Null>","<Null>",1.4,62.691327999999999,1,9667.1802759999991,2]
[4,259,"Point",130009637,11818292,"I","<Null>","<Null>","RD","<Null>",212844,894401,1,9068,"2005-07-21","<Null>","2005-07-21","2005-07-21","<Null>","<Null>","<Null>","<Null>","<Null>","<Null>","<Null>","<Null>","<Null>","<Null>","<Null>",29,"<Null>","<Null>","<Null>","<Null>",84403830,1,"<Null>","<Null>","osgb1000002142002480",9,"osgb4000000003518242",5,"osgb1000038779723",4,"LADYSMITH STREET","<Null>","LADYSMITH STREET","<Null>","<Null>","<Null>","ULLAPOOL","HIGHLAND","ULLAPOOL","IV26 2UW","IV26 2UW","S","S","<Null>","2015-02-23","IV26","IV26 2",6,8,"osgb1000038779723",40.79,"Building",10021,"osgb1000038779723","<Null>","<Null>","<Null>",1.4,57.106000000000002,1,9667.1802759999991,2]
[4,309,"Point",130009639,11818287,"I","<Null>","<Null>","RD","<Null>",212848,894379,1,9068,"2005-07-21","<Null>","2005-07-21","2005-07-21","<Null>","<Null>","<Null>","<Null>","<Null>","<Null>","<Null>","<Null>","<Null>","<Null>","<Null>",23,"<Null>","<Null>","<Null>","<Null>",84403830,1,"<Null>","<Null>","osgb1000002142002496",9,"osgb4000000003518242",5,"osgb1000038779727",4,"LADYSMITH STREET","<Null>","LADYSMITH STREET","<Null>","<Null>","<Null>","ULLAPOOL","HIGHLAND","ULLAPOOL","IV26 2UW","IV26 2UW","S","S","<Null>","2015-02-23","IV26","IV26 2",6,8,"osgb1000038779727",41.58,"Building",10021,"osgb1000038779727","<Null>","<Null>","<Null>",1.4,58.212000000000003,1,9667.1802759999991,2]
[8,277,"Point",130009674,11818306,"I","<Null>","<Null>","RD","<Null>",212658,894105,1,9068,"2005-07-21","<Null>","2005-07-21","2005-07-21","<Null>","<Null>","<Null>","<Null>","<Null>","<Null>","<Null>","<Null>","<Null>","<Null>","<Null>",12,"<Null>","<Null>","<Null>","<Null>",84403844,1,"<Null>","<Null>","osgb1000002142002567",9,"osgb4000000003518229",5,"osgb1000038780011",4,"SEAFORTH ROAD","<Null>","SEAFORTH ROAD","<Null>","<Null>","<Null>","ULLAPOOL","HIGHLAND","ULLAPOOL","IV26 2UY","IV26 2UY","S","S","<Null>","2015-02-23","IV26","IV26 2",6,8,"osgb1000038780011",83.763999999999996,"Building",10021,"osgb1000038780011","<Null>","<Null>","<Null>",1.4,117.2696,1,9667.1802759999991,2]
[7,126,"Point",130009432,11817811,"I","<Null>","<Null>","RD","<Null>",212520,894247,1,9068,"2005-07-21","<Null>","2005-07-21","2005-07-21","<Null>","<Null>","<Null>","<Null>","<Null>","<Null>","<Null>","<Null>","<Null>","<Null>","<Null>",36,"<Null>","<Null>","<Null>","<Null>",84405638,1,"<Null>","<Null>","osgb1000002142002383",10,"osgb4000000003518224",6,"osgb1000038779837",4,"ST VALERY PLACE","<Null>","ST. VALERY PLACE","<Null>","<Null>","<Null>","ULLAPOOL","HIGHLAND","ULLAPOOL","IV26 2TD","IV26 2TD","S","S","<Null>","2015-02-23","IV26","IV26 2",6,8,"osgb1000038779837",46.032879999999999,"Building",10021,"osgb1000038779837","<Null>","<Null>","<Null>",1.4,64.446032000000002,1,9662.6224349999993,2]
[7,166,"Point",130009424,11817820,"I","<Null>","<Null>","RD","<Null>",212502,894269,1,9068,"2005-07-21","<Null>","2005-07-21","2005-07-21","<Null>","<Null>","<Null>","<Null>","<Null>","<Null>","<Null>","<Null>","<Null>","<Null>","<Null>",44,"<Null>","<Null>","<Null>","<Null>",84405638,1,"<Null>","<Null>","osgb1000002142002378",11,"osgb4000000003518224",6,"osgb1000038779829",4,"ST VALERY PLACE","<Null>","ST. VALERY PLACE","<Null>","<Null>","<Null>","ULLAPOOL","HIGHLAND","ULLAPOOL","IV26 2TD","IV26 2TD","S","S","<Null>","2015-02-23","IV26","IV26 2",6,8,"osgb1000038779829",47.684896000000002,"Building",10021,"osgb1000038779829","<Null>","<Null>","<Null>",1.4,66.758853999999999,1,9662.6224349999993,2]
[5,524,"Point",130064377,11818025,"I","<Null>","<Null>","RD","<Null>",212738,894893,1,9068,"2005-07-21","<Null>","2005-07-21","2005-07-21","<Null>","<Null>","<Null>","<Null>","<Null>","<Null>","<Null>","<Null>","<Null>","<Null>","<Null>",11,"<Null>","<Null>","<Null>","<Null>",84414615,1,"<Null>","<Null>","osgb1000002142002679",9,"osgb4000000003518244",5,"osgb1000038779545",4,"KANACHRINE PLACE","<Null>","KANACHRINE PLACE","<Null>","<Null>","<Null>","ULLAPOOL","HIGHLAND","ULLAPOOL","IV26 2TX","IV26 2TX","S","S","<Null>","2015-02-23","IV26","IV26 2",6,8,"osgb1000038779545",71.870016000000007,"Building",10021,"osgb1000038779545","<Null>","<Null>","<Null>",1.4,100.618022,1,9566.1833110000007,4]
[1,371,"Point",130140670,51670573,"I",2,"2011-01-25","RD","<Null>",212772,894195,1,9068,"2009-05-19","<Null>","2011-01-25","2009-05-19","<Null>","<Null>","<Null>","<Null>","4A","<Null>","<Null>","<Null>","<Null>","<Null>","<Null>",4,"A","<Null>","<Null>","<Null>",84403831,1,"<Null>","Y","osgb1000002142080870",4,"osgb4000000003556369",1,"osgb1000038779996",5,"MARKET STREET","<Null>","MARKET STREET","<Null>","<Null>","<Null>","ULLAPOOL","HIGHLAND","ULLAPOOL","IV26 2XE","IV26 2XE","S","S","<Null>","2015-02-23","IV26","IV26 2",6,8,"osgb1000038779996",102.682624,"Building",10021,"osgb1000038779996","<Null>","<Null>","<Null>",1.4,47.918557999999997,3,9559.3113780000003,2]
[1,381,"Point",130140671,51670574,"I","<Null>","<Null>","RD","<Null>",212772,894195,1,9068,"2009-05-19","<Null>","2009-05-19","2009-05-19","<Null>","<Null>","<Null>","<Null>","4B","<Null>","<Null>","<Null>","<Null>","<Null>","<Null>",4,"B","<Null>","<Null>","<Null>",84403831,1,"<Null>","<Null>","osgb1000002142080872",4,"osgb4000000003556369",1,"osgb1000038779996",5,"MARKET STREET","<Null>","MARKET STREET","<Null>","<Null>","<Null>","ULLAPOOL","HIGHLAND","ULLAPOOL","IV26 2XE","IV26 2XE","S","S","<Null>","2015-02-23","IV26","IV26 2",6,8,"osgb1000038779996",102.682624,"Building",10021,"osgb1000038779996","<Null>","<Null>","<Null>",1.4,47.918557999999997,3,9559.3113780000003,2]
[8,209,"Point",130009679,11818308,"I","<Null>","<Null>","RD","<Null>",212644,894100,1,9068,"2005-07-21","<Null>","2005-07-21","2005-07-21","<Null>","<Null>","<Null>","<Null>","<Null>","<Null>","<Null>","<Null>","<Null>","<Null>","<Null>",14,"<Null>","<Null>","<Null>","THE BOHAN",84403844,1,"<Null>","<Null>","osgb1000002142002560",9,"osgb4000000003518229",5,"osgb1000038780058",4,"SEAFORTH ROAD","<Null>","SEAFORTH ROAD","<Null>","<Null>","<Null>","ULLAPOOL","HIGHLAND","ULLAPOOL","IV26 2UY","IV26 2UY","S","S","<Null>","2015-02-23","IV26","IV26 2",6,8,"osgb1000038780058",80.664991999999998,"Building",10021,"osgb1000038780058","<Null>","<Null>","<Null>",1.4,112.930989,1,9552.0947969999997,2]
[6,629,"Point",130064538,11818462,"I","<Null>","<Null>","RD","<Null>",213005,894627,1,9068,"2005-07-21","<Null>","2005-07-21","2005-07-21","<Null>","<Null>","<Null>","<Null>","2 BROOMBANK","<Null>","<Null>","<Null>","<Null>","<Null>","<Null>",2,"<Null>","<Null>","<Null>","<Null>",84412217,1,"<Null>","<Null>","osgb1000002142002722",12,"osgb4000000003522848",8,"osgb1000038780423",9,"BROOMBANK","<Null>","NORTH ROAD","<Null>","<Null>","<Null>","ULLAPOOL","HIGHLAND","ULLAPOOL","IV26 2XL","IV26 2XL","S","S","<Null>","2015-02-23","IV26","IV26 2",6,8,"osgb1000038780423",122.809984,"Building",10021,"osgb1000038780423","<Null>","<Null>","<Null>",1.4,171.933978,1,9472.5346069999996,4]
[2,344,"Point",130085351,11818174,"I","<Null>","<Null>","RD",130089486,212786,894105,1,9068,"2005-11-07","<Null>","2011-06-03","2005-11-07","<Null>","<Null>","<Null>","<Null>","2 BROOM COTTAGE","<Null>",2,"<Null>","<Null>","<Null>","<Null>","<Null>","<Null>","<Null>","<Null>","BROOM COTTAGE",84403838,1,"<Null>","<Null>","osgb1000002142002602",13,"osgb4000000003518231",9,"osgb1000038779992",4,"PULTENEY STREET","<Null>","PULTENEY STREET","<Null>","<Null>","<Null>","ULLAPOOL","HIGHLAND","ULLAPOOL","IV26 2UP","IV26 2UP","S","S","<Null>","2015-02-23","IV26","IV26 2",6,8,"osgb1000038779992",59.83,"Building",10021,"osgb1000038779992","<Null>","<Null>","<Null>",1.4,83.762,1,9437.009317,2]
[5,433,"Point",130009793,11818495,"I","<Null>","<Null>","RD","<Null>",212639,895039,1,9068,"2005-07-21","<Null>","2005-07-21","2005-07-21","<Null>","<Null>","<Null>","<Null>","<Null>","<Null>","<Null>","<Null>","<Null>","<Null>","<Null>",10,"<Null>","<Null>","<Null>","<Null>",84403846,1,"<Null>","<Null>","osgb1000002142002802",8,"osgb4000000003529256",6,"osgb1000038780231",3,"VYNER PLACE","<Null>","VYNER PLACE","<Null>","<Null>","<Null>","ULLAPOOL","HIGHLAND","ULLAPOOL","IV26 2XR","IV26 2XR","S","S","<Null>","2015-02-23","IV26","IV26 2",6,8,"osgb1000038780231",64.990111999999996,"Building",10021,"osgb1000038780231","<Null>","<Null>","<Null>",1.4,90.986157000000006,1,9410.7392029999992,4]
[8,323,"Point",130081459,11818070,"I","<Null>","<Null>","RD","<Null>",212528,893963,1,9068,"2005-07-21","<Null>","2005-07-21","2005-07-21","<Null>","<Null>","<Null>","<Null>","<Null>","<Null>","<Null>","<Null>","<Null>","<Null>","<Null>",19,"<Null>","<Null>","<Null>","<Null>",84405493,1,"<Null>","<Null>","osgb1000002142082212",3,"osgb4000000003522818",6,"osgb1000038779437",3,"WEST ARGYLE STREET","<Null>","WEST ARGYLE STREET","<Null>","<Null>","<Null>","ULLAPOOL","HIGHLAND","ULLAPOOL","IV26 2TY","IV26 2TY","S","S","<Null>","2015-02-23","IV26","IV26 2",6,8,"osgb1000038779437",56.884912,"Building",10021,"osgb1000038779437","<Null>","<Null>","<Null>",1.4,79.638876999999994,1,9370.6040439999997,4]
[3,268,"Point",130009720,11818406,"I","<Null>","<Null>","RD","<Null>",212911,894221,1,9068,"2005-07-21","<Null>","2005-07-21","2005-07-21","<Null>","<Null>","<Null>","<Null>","<Null>","<Null>","<Null>","<Null>","<Null>","<Null>","<Null>",13,"<Null>","<Null>","<Null>","<Null>",84403831,1,"<Null>","<Null>","osgb1000002142002587",12,"osgb4000000003518236",6,"osgb1000038779915",4,"MARKET STREET","<Null>","MARKET STREET","<Null>","<Null>","<Null>","ULLAPOOL","HIGHLAND","ULLAPOOL","IV26 2XE","IV26 2XE","S","S","<Null>","2015-02-23","IV26","IV26 2",6,8,"osgb1000038779915",52.71,"Building",10021,"osgb1000038779915","<Null>","<Null>","<Null>",1.4,73.793999999999997,1,9360.6654839999992,2]
[7,262,"Point",130009401,11817822,"I","<Null>","<Null>","RD","<Null>",212509,894271,1,9068,"2005-07-21","<Null>","2005-07-21","2005-07-21","<Null>","<Null>","<Null>","<Null>","<Null>","<Null>","<Null>","<Null>","<Null>","<Null>","<Null>",46,"<Null>","<Null>","<Null>","<Null>",84405638,1,"<Null>","<Null>","osgb1000002142002379",11,"osgb4000000003518224",6,"osgb1000038779831",4,"ST VALERY PLACE","<Null>","ST. VALERY PLACE","<Null>","<Null>","<Null>","ULLAPOOL","HIGHLAND","ULLAPOOL","IV26 2TD","IV26 2TD","S","S","<Null>","2015-02-23","IV26","IV26 2",6,8,"osgb1000038779831",46.609152000000002,"Building",10021,"osgb1000038779831","<Null>","<Null>","<Null>",1.4,65.252813000000003,1,9350.8549980000007,4]
[6,363,"Point",130141988,51841778,"I",2,"2010-05-04","RD",130131197,212901,894888,2,9068,"2009-11-18","<Null>","2010-05-04","2009-11-18","<Null>","<Null>","<Null>","<Null>","<Null>","<Null>",6,"<Null>","<Null>","<Null>","<Null>","<Null>","<Null>","<Null>","<Null>","MOSS BRIDGE COURT",84403835,1,"<Null>","Y","osgb1000002142082440",4,"osgb4000000003518239",7,"osgb1000000293870871",3,"MOSS ROAD","<Null>","MOSS BRIDGE COURT","<Null>","MOSS","<Null>","ULLAPOOL","HIGHLAND","ULLAPOOL","IV26 2XW","IV26 2XW","S","S","<Null>","2015-02-23","IV26","IV26 2",6,8,"osgb1000000293870871",87.081360000000004,"Building",10021,"osgb1000000293870871","<Null>","<Null>","<Null>",1.4,30.478476000000001,4,9191.6455559999995,2]
[6,370,"Point",130141986,51841776,"I",2,"2010-05-04","RD",130131197,212896,894893,2,9068,"2009-11-18","<Null>","2010-05-04","2009-11-18","<Null>","<Null>","<Null>","<Null>","<Null>","<Null>",4,"<Null>","<Null>","<Null>","<Null>","<Null>","<Null>","<Null>","<Null>","MOSS BRIDGE COURT",84403835,1,"<Null>","Y","osgb1000002142082438",4,"osgb4000000003518239",7,"osgb1000000293870872",3,"MOSS ROAD","<Null>","MOSS BRIDGE COURT","<Null>","MOSS","<Null>","ULLAPOOL","HIGHLAND","ULLAPOOL","IV26 2XW","IV26 2XW","S","S","<Null>","2015-02-23","IV26","IV26 2",6,8,"osgb1000000293870872",87.283376000000004,"Building",10021,"osgb1000000293870872","<Null>","<Null>","<Null>",1.4,30.549181999999998,4,9191.6455559999995,2]
[6,535,"Point",130141986,51841776,"I",2,"2010-05-04","RD",130131197,212896,894893,2,9068,"2009-11-18","<Null>","2010-05-04","2009-11-18","<Null>","<Null>","<Null>","<Null>","<Null>","<Null>",4,"<Null>","<Null>","<Null>","<Null>","<Null>","<Null>","<Null>","<Null>","MOSS BRIDGE COURT",84403835,1,"<Null>","Y","osgb1000002142082438",4,"osgb4000000003518239",7,"osgb1000000293870872",3,"MOSS ROAD","<Null>","MOSS BRIDGE COURT","<Null>","MOSS","<Null>","ULLAPOOL","HIGHLAND","ULLAPOOL","IV26 2XW","IV26 2XW","S","S","<Null>","2015-02-23","IV26","IV26 2",6,8,"osgb1000000293870872",87.283376000000004,"Building",10021,"osgb1000000293870872","<Null>","<Null>","<Null>",1.4,30.549181999999998,4,9191.6455559999995,2]
[6,536,"Point",130141988,51841778,"I",2,"2010-05-04","RD",130131197,212901,894888,2,9068,"2009-11-18","<Null>","2010-05-04","2009-11-18","<Null>","<Null>","<Null>","<Null>","<Null>","<Null>",6,"<Null>","<Null>","<Null>","<Null>","<Null>","<Null>","<Null>","<Null>","MOSS BRIDGE COURT",84403835,1,"<Null>","Y","osgb1000002142082440",4,"osgb4000000003518239",7,"osgb1000000293870871",3,"MOSS ROAD","<Null>","MOSS BRIDGE COURT","<Null>","MOSS","<Null>","ULLAPOOL","HIGHLAND","ULLAPOOL","IV26 2XW","IV26 2XW","S","S","<Null>","2015-02-23","IV26","IV26 2",6,8,"osgb1000000293870871",87.081360000000004,"Building",10021,"osgb1000000293870871","<Null>","<Null>","<Null>",1.4,30.478476000000001,4,9191.6455559999995,2]
[7,81,"Point",130009431,11817809,"I","<Null>","<Null>","RD","<Null>",212526,894250,1,9068,"2005-07-21","<Null>","2005-07-21","2005-07-21","<Null>","<Null>","<Null>","<Null>","<Null>","<Null>","<Null>","<Null>","<Null>","<Null>","<Null>",34,"<Null>","<Null>","<Null>","<Null>",84405638,1,"<Null>","<Null>","osgb1000002142002384",10,"osgb4000000003518224",6,"osgb1000038779838",4,"ST VALERY PLACE","<Null>","ST. VALERY PLACE","<Null>","<Null>","<Null>","ULLAPOOL","HIGHLAND","ULLAPOOL","IV26 2TD","IV26 2TD","S","S","<Null>","2015-02-23","IV26","IV26 2",6,8,"osgb1000038779838",47.399104000000001,"Building",10021,"osgb1000038779838","<Null>","<Null>","<Null>",1.4,66.358745999999996,1,9159.3608499999991,2]
[7,97,"Point",130009430,11817807,"I","<Null>","<Null>","RD","<Null>",212535,894253,1,9068,"2005-07-21","<Null>","2005-07-21","2005-07-21","<Null>","<Null>","<Null>","<Null>","<Null>","<Null>","<Null>","<Null>","<Null>","<Null>","<Null>",32,"<Null>","<Null>","<Null>","<Null>",84405638,1,"<Null>","<Null>","osgb1000002142002385",10,"osgb4000000003518224",6,"osgb1000038779840",4,"ST VALERY PLACE","<Null>","ST. VALERY PLACE","<Null>","<Null>","<Null>","ULLAPOOL","HIGHLAND","ULLAPOOL","IV26 2TD","IV26 2TD","S","S","<Null>","2015-02-23","IV26","IV26 2",6,8,"osgb1000038779840",47.867103999999998,"Building",10021,"osgb1000038779840","<Null>","<Null>","<Null>",1.4,67.013946000000004,1,9159.3608499999991,2]
[7,133,"Point",130009435,11817812,"I","<Null>","<Null>","RD","<Null>",212473,894230,1,9068,"2005-07-21","<Null>","2005-07-21","2005-07-21","<Null>","<Null>","<Null>","<Null>","<Null>","<Null>","<Null>","<Null>","<Null>","<Null>","<Null>",37,"<Null>","<Null>","<Null>","<Null>",84405638,1,"<Null>","<Null>","osgb1000002142002390",10,"osgb4000000003518224",6,"osgb1000038779824",5,"ST VALERY PLACE","<Null>","ST. VALERY PLACE","<Null>","<Null>","<Null>","ULLAPOOL","HIGHLAND","ULLAPOOL","IV26 2TD","IV26 2TD","S","S","<Null>","2015-02-23","IV26","IV26 2",6,8,"osgb1000038779824",45.515248,"Building",10021,"osgb1000038779824","<Null>","<Null>","<Null>",1.4,63.721347000000002,1,9159.3608499999991,2]
[7,173,"Point",130009406,11817835,"I","<Null>","<Null>","RD","<Null>",212537,894313,1,9068,"2005-07-21","<Null>","2005-07-21","2005-07-21","<Null>","<Null>","<Null>","<Null>","<Null>","<Null>","<Null>","<Null>","<Null>","<Null>","<Null>",58,"<Null>","<Null>","<Null>","<Null>",84405638,1,"<Null>","<Null>","osgb1000002142002367",10,"osgb4000000003522822",5,"osgb1000038779772",4,"ST VALERY PLACE","<Null>","ST. VALERY PLACE","<Null>","<Null>","<Null>","ULLAPOOL","HIGHLAND","ULLAPOOL","IV26 2TD","IV26 2TD","S","S","<Null>","2015-02-23","IV26","IV26 2",6,8,"osgb1000038779772",45.674863999999999,"Building",10021,"osgb1000038779772","<Null>","<Null>","<Null>",1.4,63.944809999999997,1,9159.3608499999991,2]
[7,187,"Point",130009372,11817810,"I","<Null>","<Null>","RD","<Null>",212475,894223,1,9068,"2005-07-21","<Null>","2005-07-21","2005-07-21","<Null>","<Null>","<Null>","<Null>","<Null>","<Null>","<Null>","<Null>","<Null>","<Null>","<Null>",35,"<Null>","<Null>","<Null>","<Null>",84405638,1,"<Null>","<Null>","osgb1000002142002391",10,"osgb4000000003518224",6,"osgb1000038779826",5,"ST VALERY PLACE","<Null>","ST. VALERY PLACE","<Null>","<Null>","<Null>","ULLAPOOL","HIGHLAND","ULLAPOOL","IV26 2TD","IV26 2TD","S","S","<Null>","2015-02-23","IV26","IV26 2",6,8,"osgb1000038779826",41.806736000000001,"Building",10021,"osgb1000038779826","<Null>","<Null>","<Null>",1.4,58.529429999999998,1,9159.3608499999991,2]
[7,213,"Point",130009415,11817833,"I","<Null>","<Null>","RD","<Null>",212529,894313,1,9068,"2005-07-21","<Null>","2005-07-21","2005-07-21","<Null>","<Null>","<Null>","<Null>","<Null>","<Null>","<Null>","<Null>","<Null>","<Null>","<Null>",56,"<Null>","<Null>","<Null>","<Null>",84405638,1,"<Null>","<Null>","osgb1000002142002366",10,"osgb4000000003522822",5,"osgb1000038779770",4,"ST VALERY PLACE","<Null>","ST. VALERY PLACE","<Null>","<Null>","<Null>","ULLAPOOL","HIGHLAND","ULLAPOOL","IV26 2TD","IV26 2TD","S","S","<Null>","2015-02-23","IV26","IV26 2",6,8,"osgb1000038779770",48.969616000000002,"Building",10021,"osgb1000038779770","<Null>","<Null>","<Null>",1.4,68.557462000000001,1,9159.3608499999991,2]
[7,315,"Point",130009433,11817813,"I","<Null>","<Null>","RD","<Null>",212513,894243,1,9068,"2005-07-21","<Null>","2005-07-21","2005-07-21","<Null>","<Null>","<Null>","<Null>","<Null>","<Null>","<Null>","<Null>","<Null>","<Null>","<Null>",38,"<Null>","<Null>","<Null>","<Null>",84405638,1,"<Null>","<Null>","osgb1000002142002382",10,"osgb4000000003518224",6,"osgb1000038779835",4,"ST VALERY PLACE","<Null>","ST. VALERY PLACE","<Null>","<Null>","<Null>","ULLAPOOL","HIGHLAND","ULLAPOOL","IV26 2TD","IV26 2TD","S","S","<Null>","2015-02-23","IV26","IV26 2",6,8,"osgb1000038779835",43.009391999999998,"Building",10021,"osgb1000038779835","<Null>","<Null>","<Null>",1.4,60.213149000000001,1,9159.3608499999991,2]
[7,214,"Point",130009410,11817842,"I","<Null>","<Null>","RD","<Null>",212534,894344,1,9068,"2005-07-21","<Null>","2005-07-21","2005-07-21","<Null>","<Null>","<Null>","<Null>","<Null>","<Null>","<Null>","<Null>","<Null>","<Null>","<Null>",67,"<Null>","<Null>","<Null>","<Null>",84405638,1,"<Null>","<Null>","osgb1000002142002347",10,"osgb4000000003522822",5,"osgb1000038779777",4,"ST VALERY PLACE","<Null>","ST. VALERY PLACE","<Null>","<Null>","<Null>","ULLAPOOL","HIGHLAND","ULLAPOOL","IV26 2TD","IV26 2TD","S","S","<Null>","2015-02-23","IV26","IV26 2",6,8,"osgb1000038779777",73.38,"Building",10021,"osgb1000038779777","<Null>","<Null>","<Null>",1.4,102.732,1,9130.4301560000004,4]
[1,326,"Point",130081503,11818111,"I","<Null>","<Null>","RD","<Null>",212698,894225,1,9068,"2005-07-21","<Null>","2005-07-21","2005-07-21","<Null>","<Null>","<Null>","<Null>","<Null>","<Null>","<Null>","<Null>","<Null>","<Null>","<Null>",3,"<Null>","<Null>","<Null>","<Null>",84403839,1,"<Null>","<Null>","osgb1000002142002540",12,"osgb4000000003522827",9,"osgb1000038779880",4,"QUAY STREET","<Null>","QUAY STREET","<Null>","<Null>","<Null>","ULLAPOOL","HIGHLAND","ULLAPOOL","IV26 2UE","IV26 2UE","S","S","<Null>","2015-02-23","IV26","IV26 2",6,8,"osgb1000038779880",64.835008000000002,"Building",10021,"osgb1000038779880","<Null>","<Null>","<Null>",1.4,90.769011000000006,1,9038.6926490000005,4]
[1,83,"Point",130009630,11818280,"I","<Null>","<Null>","RD","<Null>",212847,894287,1,9068,"2005-07-21","<Null>","2005-07-21","2005-07-21","<Null>","<Null>","<Null>","<Null>","<Null>","<Null>","<Null>","<Null>","<Null>","<Null>","<Null>",16,"<Null>","<Null>","<Null>","<Null>",84403830,1,"<Null>","<Null>","osgb1000002142002516",9,"osgb4000000003522836",5,"osgb1000038779905",4,"LADYSMITH STREET","<Null>","LADYSMITH STREET","<Null>","<Null>","<Null>","ULLAPOOL","HIGHLAND","ULLAPOOL","IV26 2UW","IV26 2UW","S","S","<Null>","2015-02-23","IV26","IV26 2",6,8,"osgb1000038779905",39.067504,"Building",10021,"osgb1000038779905","<Null>","<Null>","<Null>",1.4,54.694505999999997,1,8976.6673989999999,2]
[1,106,"Point",130009632,11818282,"I","<Null>","<Null>","RD","<Null>",212846,894292,1,9068,"2005-07-21","<Null>","2005-07-21","2005-07-21","<Null>","<Null>","<Null>","<Null>","<Null>","<Null>","<Null>","<Null>","<Null>","<Null>","<Null>",18,"<Null>","<Null>","<Null>","<Null>",84403830,1,"<Null>","<Null>","osgb1000002142002517",9,"osgb4000000003522836",5,"osgb1000038779906",4,"LADYSMITH STREET","<Null>","LADYSMITH STREET","<Null>","<Null>","<Null>","ULLAPOOL","HIGHLAND","ULLAPOOL","IV26 2UW","IV26 2UW","S","S","<Null>","2015-02-23","IV26","IV26 2",6,8,"osgb1000038779906",38.675519999999999,"Building",10021,"osgb1000038779906","<Null>","<Null>","<Null>",1.4,54.145727999999998,1,8976.6673989999999,2]
[1,141,"Point",130009644,11818288,"I","<Null>","<Null>","RD","<Null>",212839,894318,1,9068,"2005-07-21","<Null>","2005-07-21","2005-07-21","<Null>","<Null>","<Null>","<Null>","<Null>","<Null>","<Null>","<Null>","<Null>","<Null>","<Null>",24,"<Null>","<Null>","<Null>","<Null>",84403830,1,"<Null>","<Null>","osgb1000002142002502",9,"osgb4000000003522836",5,"osgb1000038779738",4,"LADYSMITH STREET","<Null>","LADYSMITH STREET","<Null>","<Null>","<Null>","ULLAPOOL","HIGHLAND","ULLAPOOL","IV26 2UW","IV26 2UW","S","S","<Null>","2015-02-23","IV26","IV26 2",6,8,"osgb1000038779738",37.229984000000002,"Building",10021,"osgb1000038779738","<Null>","<Null>","<Null>",1.4,52.121977999999999,1,8976.6673989999999,2]
[1,251,"Point",130009628,11818274,"I","<Null>","<Null>","RD","<Null>",212861,894248,1,9068,"2005-07-21","<Null>","2005-07-21","2005-07-21","<Null>","<Null>","<Null>","<Null>","<Null>","<Null>","<Null>","<Null>","<Null>","<Null>","<Null>",10,"<Null>","<Null>","<Null>","<Null>",84403830,1,"<Null>","<Null>","osgb1000002142002513",9,"osgb4000000003526806",5,"osgb1000038779902",4,"LADYSMITH STREET","<Null>","LADYSMITH STREET","<Null>","<Null>","<Null>","ULLAPOOL","HIGHLAND","ULLAPOOL","IV26 2UW","IV26 2UW","S","S","<Null>","2015-02-23","IV26","IV26 2",6,8,"osgb1000038779902",41.995007999999999,"Building",10021,"osgb1000038779902","<Null>","<Null>","<Null>",1.4,58.793011,1,8976.6673989999999,2]
[1,298,"Point",130009641,11818290,"I","<Null>","<Null>","RD","<Null>",212837,894323,1,9068,"2005-07-21","<Null>","2005-07-21","2005-07-21","<Null>","<Null>","<Null>","<Null>","<Null>","<Null>","<Null>","<Null>","<Null>","<Null>","<Null>",26,"<Null>","<Null>","<Null>","<Null>",84403830,1,"<Null>","<Null>","osgb1000002142002503",9,"osgb4000000003522836",5,"osgb1000038779739",4,"LADYSMITH STREET","<Null>","LADYSMITH STREET","<Null>","<Null>","<Null>","ULLAPOOL","HIGHLAND","ULLAPOOL","IV26 2UW","IV26 2UW","S","S","<Null>","2015-02-23","IV26","IV26 2",6,8,"osgb1000038779739",39.210016000000003,"Building",10021,"osgb1000038779739","<Null>","<Null>","<Null>",1.4,54.894022,1,8976.6673989999999,2]
[1,302,"Point",130009640,11818286,"I","<Null>","<Null>","RD","<Null>",212844,894308,1,9068,"2005-07-21","<Null>","2005-07-21","2005-07-21","<Null>","<Null>","<Null>","<Null>","<Null>","<Null>","<Null>","<Null>","<Null>","<Null>","<Null>",22,"<Null>","<Null>","<Null>","<Null>",84403830,1,"<Null>","<Null>","osgb1000002142002508",9,"osgb4000000003522836",5,"osgb1000038779737",4,"LADYSMITH STREET","<Null>","LADYSMITH STREET","<Null>","<Null>","<Null>","ULLAPOOL","HIGHLAND","ULLAPOOL","IV26 2UW","IV26 2UW","S","S","<Null>","2015-02-23","IV26","IV26 2",6,8,"osgb1000038779737",39.176496,"Building",10021,"osgb1000038779737","<Null>","<Null>","<Null>",1.4,54.847093999999998,1,8976.6673989999999,2]
[7,74,"Point",130009389,11817795,"I","<Null>","<Null>","RD","<Null>",212564,894227,1,9068,"2005-07-21","<Null>","2005-07-21","2005-07-21","<Null>","<Null>","<Null>","<Null>","<Null>","<Null>","<Null>","<Null>","<Null>","<Null>","<Null>",21,"<Null>","<Null>","<Null>","<Null>",84405638,1,"<Null>","<Null>","osgb1000002142002527",10,"osgb4000000003518224",6,"osgb1000038779856",4,"ST VALERY PLACE","<Null>","ST. VALERY PLACE","<Null>","<Null>","<Null>","ULLAPOOL","HIGHLAND","ULLAPOOL","IV26 2TD","IV26 2TD","S","S","<Null>","2015-02-23","IV26","IV26 2",6,8,"osgb1000038779856",72.743008000000003,"Building",10021,"osgb1000038779856","<Null>","<Null>","<Null>",1.4,101.840211,1,8976.6673989999999,2]
[7,134,"Point",130009418,11817821,"I","<Null>","<Null>","RD","<Null>",212465,894282,1,9068,"2005-07-21","<Null>","2005-07-21","2005-07-21","<Null>","<Null>","<Null>","<Null>","<Null>","<Null>","<Null>","<Null>","<Null>","<Null>","<Null>",45,"<Null>","<Null>","<Null>","<Null>",84405638,1,"<Null>","<Null>","osgb1000002142002373",10,"osgb4000000003518224",6,"osgb1000038779820",4,"ST VALERY PLACE","<Null>","ST. VALERY PLACE","<Null>","<Null>","<Null>","ULLAPOOL","HIGHLAND","ULLAPOOL","IV26 2TD","IV26 2TD","S","S","<Null>","2015-02-23","IV26","IV26 2",6,8,"osgb1000038779820",83.437888000000001,"Building",10021,"osgb1000038779820","<Null>","<Null>","<Null>",1.4,116.81304299999999,1,8976.6673989999999,2]
[7,189,"Point",130009420,11817825,"I","<Null>","<Null>","RD","<Null>",212462,894304,1,9068,"2005-07-21","<Null>","2005-07-21","2005-07-21","<Null>","<Null>","<Null>","<Null>","<Null>","<Null>","<Null>","<Null>","<Null>","<Null>","<Null>",49,"<Null>","<Null>","<Null>","<Null>",84405638,1,"<Null>","<Null>","osgb1000002142002371",10,"osgb4000000003518224",6,"osgb1000038779808",4,"ST VALERY PLACE","<Null>","ST. VALERY PLACE","<Null>","<Null>","<Null>","ULLAPOOL","HIGHLAND","ULLAPOOL","IV26 2TD","IV26 2TD","S","S","<Null>","2015-02-23","IV26","IV26 2",6,8,"osgb1000038779808",66.377392,"Building",10021,"osgb1000038779808","<Null>","<Null>","<Null>",1.4,92.928348999999997,1,8976.6673989999999,2]
[7,200,"Point",130009419,11817823,"I","<Null>","<Null>","RD","<Null>",212463,894291,1,9068,"2005-07-21","<Null>","2005-07-21","2005-07-21","<Null>","<Null>","<Null>","<Null>","<Null>","<Null>","<Null>","<Null>","<Null>","<Null>","<Null>",47,"<Null>","<Null>","<Null>","<Null>",84405638,1,"<Null>","<Null>","osgb1000002142002372",10,"osgb4000000003518224",6,"osgb1000038779819",4,"ST VALERY PLACE","<Null>","ST. VALERY PLACE","<Null>","<Null>","<Null>","ULLAPOOL","HIGHLAND","ULLAPOOL","IV26 2TD","IV26 2TD","S","S","<Null>","2015-02-23","IV26","IV26 2",6,8,"osgb1000038779819",79.009039999999999,"Building",10021,"osgb1000038779819","<Null>","<Null>","<Null>",1.4,110.612656,1,8976.6673989999999,2]
[7,280,"Point",130009387,11817797,"I","<Null>","<Null>","RD","<Null>",212553,894225,1,9068,"2005-07-21","<Null>","2005-07-21","2005-07-21","<Null>","<Null>","<Null>","<Null>","<Null>","<Null>","<Null>","<Null>","<Null>","<Null>","<Null>",23,"<Null>","<Null>","<Null>","<Null>",84405638,1,"<Null>","<Null>","osgb1000002142002528",10,"osgb4000000003518224",6,"osgb1000038779855",4,"ST VALERY PLACE","<Null>","ST. VALERY PLACE","<Null>","<Null>","<Null>","ULLAPOOL","HIGHLAND","ULLAPOOL","IV26 2TD","IV26 2TD","S","S","<Null>","2015-02-23","IV26","IV26 2",6,8,"osgb1000038779855",71.887472000000002,"Building",10021,"osgb1000038779855","<Null>","<Null>","<Null>",1.4,100.642461,1,8976.6673989999999,2]
[7,282,"Point",130009371,11817792,"I","<Null>","<Null>","RD","<Null>",212581,894237,1,9068,"2005-07-21","<Null>","2005-07-21","2005-07-21","<Null>","<Null>","<Null>","<Null>","<Null>","<Null>","<Null>","<Null>","<Null>","<Null>","<Null>",19,"<Null>","<Null>","<Null>","<Null>",84405638,1,"<Null>","<Null>","osgb1000002142002457",10,"osgb4000000003518224",6,"osgb1000038779857",4,"ST VALERY PLACE","<Null>","ST. VALERY PLACE","<Null>","<Null>","<Null>","ULLAPOOL","HIGHLAND","ULLAPOOL","IV26 2TD","IV26 2TD","S","S","<Null>","2015-02-23","IV26","IV26 2",6,8,"osgb1000038779857",76.634991999999997,"Building",10021,"osgb1000038779857","<Null>","<Null>","<Null>",1.4,107.288989,1,8976.6673989999999,2]
[7,219,"Point",130009608,11818260,"I","<Null>","<Null>","RD","<Null>",212426,894262,1,9068,"2005-07-21","<Null>","2005-07-21","2005-07-21","<Null>","<Null>","<Null>","<Null>","<Null>","<Null>","<Null>","<Null>","<Null>","<Null>","<Null>",19,"<Null>","<Null>","<Null>","<Null>",84403850,1,"<Null>","<Null>","osgb1000002142002362",12,"osgb4000000003514720",9,"osgb1000038779812",4,"WEST TERRACE","<Null>","WEST TERRACE","<Null>","<Null>","<Null>","ULLAPOOL","HIGHLAND","ULLAPOOL","IV26 2UU","IV26 2UU","S","S","<Null>","2015-02-23","IV26","IV26 2",6,8,"osgb1000038779812",84.006816000000001,"Building",10021,"osgb1000038779812","<Null>","<Null>","<Null>",1.4,117.609542,1,8958.0562160000009,2]
[8,80,"Point",130009653,11818319,"I","<Null>","<Null>","RD","<Null>",212553,894065,1,9068,"2005-07-21","<Null>","2005-07-21","2005-07-21","<Null>","<Null>","<Null>","<Null>","<Null>","<Null>","<Null>","<Null>","<Null>","<Null>","<Null>",24,"<Null>","<Null>","<Null>","<Null>",84403844,1,"<Null>","<Null>","osgb1000002142002549",9,"osgb4000000003518223",5,"osgb1000038780046",4,"SEAFORTH ROAD","<Null>","SEAFORTH ROAD","<Null>","<Null>","<Null>","ULLAPOOL","HIGHLAND","ULLAPOOL","IV26 2UY","IV26 2UY","S","S","<Null>","2015-02-23","IV26","IV26 2",6,8,"osgb1000038780046",92.574495999999996,"Building",10021,"osgb1000038780046","<Null>","<Null>","<Null>",1.4,129.60429400000001,1,8861.5819200000005,2]
[8,135,"Point",130009649,11818326,"I","<Null>","<Null>","RD","<Null>",212515,894055,1,9068,"2005-07-21","<Null>","2005-07-21","2005-07-21","<Null>","<Null>","<Null>","<Null>","<Null>","<Null>","<Null>","<Null>","<Null>","<Null>","<Null>",30,"<Null>","<Null>","<Null>","<Null>",84403844,1,"<Null>","<Null>","osgb1000002142002412",9,"osgb4000000003518223",5,"osgb1000038780043",4,"SEAFORTH ROAD","<Null>","SEAFORTH ROAD","<Null>","<Null>","<Null>","ULLAPOOL","HIGHLAND","ULLAPOOL","IV26 2UY","IV26 2UY","S","S","<Null>","2015-02-23","IV26","IV26 2",6,8,"osgb1000038780043",94.212512000000004,"Building",10021,"osgb1000038780043","<Null>","<Null>","<Null>",1.4,131.89751699999999,1,8861.5819200000005,2]
[8,179,"Point",130009647,11818321,"I","<Null>","<Null>","RD","<Null>",212541,894061,1,9068,"2005-07-21","<Null>","2005-07-21","2005-07-21","<Null>","<Null>","<Null>","<Null>","<Null>","<Null>","<Null>","<Null>","<Null>","<Null>","<Null>",26,"<Null>","<Null>","<Null>","<Null>",84403844,1,"<Null>","<Null>","osgb1000002142002548",9,"osgb4000000003518223",5,"osgb1000038780045",4,"SEAFORTH ROAD","<Null>","SEAFORTH ROAD","<Null>","<Null>","<Null>","ULLAPOOL","HIGHLAND","ULLAPOOL","IV26 2UY","IV26 2UY","S","S","<Null>","2015-02-23","IV26","IV26 2",6,8,"osgb1000038780045",92.292000000000002,"Building",10021,"osgb1000038780045","<Null>","<Null>","<Null>",1.4,129.2088,1,8861.5819200000005,2]
[8,286,"Point",130009648,11818323,"I","<Null>","<Null>","RD","<Null>",212525,894058,1,9068,"2005-07-21","<Null>","2005-07-21","2005-07-21","<Null>","<Null>","<Null>","<Null>","<Null>","<Null>","<Null>","<Null>","<Null>","<Null>","<Null>",28,"<Null>","<Null>","<Null>","<Null>",84403844,1,"<Null>","<Null>","osgb1000002142002413",9,"osgb4000000003518223",5,"osgb1000038780044",4,"SEAFORTH ROAD","<Null>","SEAFORTH ROAD","<Null>","<Null>","<Null>","ULLAPOOL","HIGHLAND","ULLAPOOL","IV26 2UY","IV26 2UY","S","S","<Null>","2015-02-23","IV26","IV26 2",6,8,"osgb1000038780044",93.155007999999995,"Building",10021,"osgb1000038780044","<Null>","<Null>","<Null>",1.4,130.417011,1,8861.5819200000005,2]
[3,288,"Point",130009726,11818416,"I","<Null>","<Null>","RD","<Null>",213008,894203,1,9068,"2005-07-21","<Null>","2005-07-21","2005-07-21","<Null>","<Null>","<Null>","<Null>","<Null>","<Null>","<Null>","<Null>","<Null>","<Null>","<Null>",23,"<Null>","<Null>","<Null>","<Null>",84403831,1,"<Null>","<Null>","osgb1000002142002776",12,"osgb4000000003518236",6,"osgb1000038780385",7,"MARKET STREET","<Null>","MARKET STREET","<Null>","<Null>","<Null>","ULLAPOOL","HIGHLAND","ULLAPOOL","IV26 2XE","IV26 2XE","S","S","<Null>","2015-02-23","IV26","IV26 2",6,8,"osgb1000038780385",126.630016,"Building",10021,"osgb1000038780385","<Null>","<Null>","<Null>",1.4,88.641011000000006,2,8857.4038990000008,2]
[6,373,"Point",130141989,51841779,"I",2,"2010-05-04","RD",130131197,212904,894882,2,9068,"2009-11-18","<Null>","2010-05-04","2009-11-18","<Null>","<Null>","<Null>","<Null>","<Null>","<Null>",7,"<Null>","<Null>","<Null>","<Null>","<Null>","<Null>","<Null>","<Null>","MOSS BRIDGE COURT",84403835,1,"<Null>","Y","osgb1000002142082441",4,"osgb4000000003518239",7,"osgb1000000293870868",3,"MOSS ROAD","<Null>","MOSS BRIDGE COURT","<Null>","MOSS","<Null>","ULLAPOOL","HIGHLAND","ULLAPOOL","IV26 2XW","IV26 2XW","S","S","<Null>","2015-02-23","IV26","IV26 2",6,8,"osgb1000000293870868",92.896144000000007,"Building",10021,"osgb1000000293870868","<Null>","<Null>","<Null>",1.4,32.513649999999998,4,8732.0632779999996,2]
[6,377,"Point",130141983,51841773,"I",2,"2010-05-04","RD",130131197,212886,894904,2,9068,"2009-11-18","<Null>","2010-05-04","2009-11-18","<Null>","<Null>","<Null>","<Null>","<Null>","<Null>",1,"<Null>","<Null>","<Null>","<Null>","<Null>","<Null>","<Null>","<Null>","MOSS BRIDGE COURT",84403835,1,"<Null>","Y","osgb1000002142082442",4,"osgb4000000003526822",7,"osgb1000000293870873",3,"MOSS ROAD","<Null>","MOSS BRIDGE COURT","<Null>","MOSS","<Null>","ULLAPOOL","HIGHLAND","ULLAPOOL","IV26 2XW","IV26 2XW","S","S","<Null>","2015-02-23","IV26","IV26 2",6,8,"osgb1000000293870873",95.659968000000006,"Building",10021,"osgb1000000293870873","<Null>","<Null>","<Null>",1.4,33.480989000000001,4,8732.0632779999996,2]
[6,530,"Point",130141989,51841779,"I",2,"2010-05-04","RD",130131197,212904,894882,2,9068,"2009-11-18","<Null>","2010-05-04","2009-11-18","<Null>","<Null>","<Null>","<Null>","<Null>","<Null>",7,"<Null>","<Null>","<Null>","<Null>","<Null>","<Null>","<Null>","<Null>","MOSS BRIDGE COURT",84403835,1,"<Null>","Y","osgb1000002142082441",4,"osgb4000000003518239",7,"osgb1000000293870868",3,"MOSS ROAD","<Null>","MOSS BRIDGE COURT","<Null>","MOSS","<Null>","ULLAPOOL","HIGHLAND","ULLAPOOL","IV26 2XW","IV26 2XW","S","S","<Null>","2015-02-23","IV26","IV26 2",6,8,"osgb1000000293870868",92.896144000000007,"Building",10021,"osgb1000000293870868","<Null>","<Null>","<Null>",1.4,32.513649999999998,4,8732.0632779999996,2]
[6,533,"Point",130141983,51841773,"I",2,"2010-05-04","RD",130131197,212886,894904,2,9068,"2009-11-18","<Null>","2010-05-04","2009-11-18","<Null>","<Null>","<Null>","<Null>","<Null>","<Null>",1,"<Null>","<Null>","<Null>","<Null>","<Null>","<Null>","<Null>","<Null>","MOSS BRIDGE COURT",84403835,1,"<Null>","Y","osgb1000002142082442",4,"osgb4000000003526822",7,"osgb1000000293870873",3,"MOSS ROAD","<Null>","MOSS BRIDGE COURT","<Null>","MOSS","<Null>","ULLAPOOL","HIGHLAND","ULLAPOOL","IV26 2XW","IV26 2XW","S","S","<Null>","2015-02-23","IV26","IV26 2",6,8,"osgb1000000293870873",95.659968000000006,"Building",10021,"osgb1000000293870873","<Null>","<Null>","<Null>",1.4,33.480989000000001,4,8732.0632779999996,2]
[2,245,"Point",130009514,11818145,"I","<Null>","<Null>","RD","<Null>",212978,894022,1,9068,"2005-07-21","<Null>","2005-07-21","2005-07-21","<Null>","<Null>","<Null>","<Null>","<Null>","<Null>","<Null>","<Null>","<Null>","<Null>","<Null>",18,"<Null>","<Null>","<Null>","<Null>",84403845,1,"<Null>","<Null>","osgb1000002142002793",9,"osgb4000000003518226",8,"osgb1000038780141",4,"SHORE STREET","<Null>","SHORE STREET","<Null>","<Null>","<Null>","ULLAPOOL","HIGHLAND","ULLAPOOL","IV26 2UJ","IV26 2UJ","S","S","<Null>","2015-02-23","IV26","IV26 2",6,8,"osgb1000038780141",72.688320000000004,"Building",10021,"osgb1000038780141","<Null>","<Null>","<Null>",1.4,101.763648,1,8656.0992650000007,2]
[7,107,"Point",130009615,11818261,"I","<Null>","<Null>","RD","<Null>",212424,894268,1,9068,"2005-07-21","<Null>","2005-07-21","2005-07-21","<Null>","<Null>","<Null>","<Null>","<Null>","<Null>","<Null>","<Null>","<Null>","<Null>","<Null>",20,"<Null>","<Null>","<Null>","<Null>",84403850,1,"<Null>","<Null>","osgb5000005100809637",2,"osgb4000000003514720",9,"osgb1000038779811",4,"WEST TERRACE","<Null>","WEST TERRACE","<Null>","<Null>","<Null>","ULLAPOOL","HIGHLAND","ULLAPOOL","IV26 2UU","IV26 2UU","S","S","<Null>","2015-02-23","IV26","IV26 2",6,8,"osgb1000038779811",70.694383999999999,"Building",10021,"osgb1000038779811","<Null>","<Null>","<Null>",1.4,98.972138000000001,1,8656.0992650000007,2]
[7,151,"Point",130009396,11817790,"I","<Null>","<Null>","RD","<Null>",212591,894240,1,9068,"2005-07-21","<Null>","2005-07-21","2005-07-21","<Null>","<Null>","<Null>","<Null>","<Null>","<Null>","<Null>","<Null>","<Null>","<Null>","<Null>",17,"<Null>","<Null>","<Null>","<Null>",84405638,1,"<Null>","<Null>","osgb1000002142002458",10,"osgb4000000003518224",6,"osgb1000038779858",4,"ST VALERY PLACE","<Null>","ST. VALERY PLACE","<Null>","<Null>","<Null>","ULLAPOOL","HIGHLAND","ULLAPOOL","IV26 2TD","IV26 2TD","S","S","<Null>","2015-02-23","IV26","IV26 2",6,8,"osgb1000038779858",77.867984000000007,"Building",10021,"osgb1000038779858","<Null>","<Null>","<Null>",1.4,109.01517800000001,1,8590.835239,4]
[5,451,"Point",130009803,11818546,"I","<Null>","<Null>","RD","<Null>",212558,894885,1,9068,"2005-07-21","<Null>","2005-07-21","2005-07-21","<Null>","<Null>","<Null>","<Null>","<Null>","<Null>","<Null>","<Null>","<Null>","<Null>","<Null>",66,"<Null>","<Null>","<Null>","<Null>",84403846,1,"<Null>","<Null>","osgb1000002142002662",9,"osgb4000000003526818",5,"osgb1000042986132",4,"VYNER PLACE","<Null>","VYNER PLACE","<Null>","<Null>","<Null>","ULLAPOOL","HIGHLAND","ULLAPOOL","IV26 2XR","IV26 2XR","S","S","<Null>","2015-02-23","IV26","IV26 2",6,8,"osgb1000042986132",72.243616000000003,"Building",10021,"osgb1000042986132","<Null>","<Null>","<Null>",1.4,101.14106200000001,1,8516.3254809999999,2]
[5,467,"Point",130009770,11818547,"I","<Null>","<Null>","RD","<Null>",212563,894878,1,9068,"2005-07-21","<Null>","2005-07-21","2005-07-21","<Null>","<Null>","<Null>","<Null>","<Null>","<Null>","<Null>","<Null>","<Null>","<Null>","<Null>",68,"<Null>","<Null>","<Null>","<Null>",84403846,1,"<Null>","<Null>","osgb1000002142002661",9,"osgb4000000003526812",5,"osgb1000042986131",4,"VYNER PLACE","<Null>","VYNER PLACE","<Null>","<Null>","<Null>","ULLAPOOL","HIGHLAND","ULLAPOOL","IV26 2XR","IV26 2XR","S","S","<Null>","2015-02-23","IV26","IV26 2",6,8,"osgb1000042986131",72.196511999999998,"Building",10021,"osgb1000042986131","<Null>","<Null>","<Null>",1.4,101.07511700000001,1,8516.3254809999999,2]
[5,474,"Point",130009768,11818524,"I","<Null>","<Null>","RD","<Null>",212550,894842,1,9068,"2005-07-21","<Null>","2005-07-21","2005-07-21","<Null>","<Null>","<Null>","<Null>","<Null>","<Null>","<Null>","<Null>","<Null>","<Null>","<Null>",37,"<Null>","<Null>","<Null>","<Null>",84403846,1,"<Null>","<Null>","osgb1000002142002671",9,"osgb4000000003526812",5,"osgb1000042986139",4,"VYNER PLACE","<Null>","VYNER PLACE","<Null>","<Null>","<Null>","ULLAPOOL","HIGHLAND","ULLAPOOL","IV26 2XR","IV26 2XR","S","S","<Null>","2015-02-23","IV26","IV26 2",6,8,"osgb1000042986139",72.437808000000004,"Building",10021,"osgb1000042986139","<Null>","<Null>","<Null>",1.4,101.412931,1,8516.3254809999999,2]
[5,484,"Point",130009808,11818540,"I","<Null>","<Null>","RD","<Null>",212577,894909,1,9068,"2005-07-21","<Null>","2005-07-21","2005-07-21","<Null>","<Null>","<Null>","<Null>","<Null>","<Null>","<Null>","<Null>","<Null>","<Null>","<Null>",56,"<Null>","<Null>","<Null>","<Null>",84403846,1,"<Null>","<Null>","osgb1000002142002658",9,"osgb4000000003526818",5,"osgb1000042986125",4,"VYNER PLACE","<Null>","VYNER PLACE","<Null>","<Null>","<Null>","ULLAPOOL","HIGHLAND","ULLAPOOL","IV26 2XR","IV26 2XR","S","S","<Null>","2015-02-23","IV26","IV26 2",6,8,"osgb1000042986125",72.917392000000007,"Building",10021,"osgb1000042986125","<Null>","<Null>","<Null>",1.4,102.084349,1,8516.3254809999999,2]
[5,490,"Point",130009790,11818526,"I","<Null>","<Null>","RD","<Null>",212542,894839,1,9068,"2005-07-21","<Null>","2005-07-21","2005-07-21","<Null>","<Null>","<Null>","<Null>","<Null>","<Null>","<Null>","<Null>","<Null>","<Null>","<Null>",39,"<Null>","<Null>","<Null>","<Null>",84403846,1,"<Null>","<Null>","osgb1000002142002651",9,"osgb4000000003526815",5,"osgb1000042986138",4,"VYNER PLACE","<Null>","VYNER PLACE","<Null>","<Null>","<Null>","ULLAPOOL","HIGHLAND","ULLAPOOL","IV26 2XR","IV26 2XR","S","S","<Null>","2015-02-23","IV26","IV26 2",6,8,"osgb1000042986138",72.490911999999994,"Building",10021,"osgb1000042986138","<Null>","<Null>","<Null>",1.4,101.48727700000001,1,8516.3254809999999,2]
[3,239,"Point",130009727,11818414,"I","<Null>","<Null>","RD","<Null>",212998,894243,1,9068,"2005-07-21","<Null>","2005-07-21","2005-07-21","<Null>","<Null>","<Null>","<Null>","<Null>","<Null>","<Null>","<Null>","<Null>","<Null>","<Null>",21,"<Null>","<Null>","<Null>","<Null>",84403831,1,"<Null>","<Null>","osgb1000002142002744",12,"osgb4000000003518236",6,"osgb1000038779924",8,"MARKET STREET","<Null>","MARKET STREET","<Null>","<Null>","<Null>","ULLAPOOL","HIGHLAND","ULLAPOOL","IV26 2XE","IV26 2XE","S","S","<Null>","2015-02-23","IV26","IV26 2",6,8,"osgb1000038779924",79.110016000000002,"Building",10021,"osgb1000038779924","<Null>","<Null>","<Null>",1.4,110.75402200000001,1,8483.8081480000001,4]
[3,541,"Point",130119528,50334239,"I","<Null>","<Null>","RD",130119525,213252,894157,2,9068,"2006-12-11","<Null>","2006-12-11","2006-12-11","<Null>","<Null>","<Null>","<Null>","ROSS HOUSE","FLAT 3","<Null>","<Null>","<Null>","<Null>","FLAT 3","<Null>","<Null>","<Null>","<Null>","ROSS HOUSE",84409186,1,"<Null>","<Null>","osgb1000002142076123",6,"osgb4000000003547542",1,"osgb1000000293731597",2,"ROYAL PARK","ROYAL PARK","MILL STREET","<Null>","<Null>","<Null>","ULLAPOOL","HIGHLAND","ULLAPOOL","IV26 2XT","IV26 2XT","S","S","<Null>","2015-02-23","IV26","IV26 2",6,8,"osgb1000000293731597",93.860816,"Building",10021,"osgb1000000293731597","<Null>","<Null>","<Null>",1.4,65.702571000000006,2,8364.3974560000006,2]
[6,374,"Point",130141987,51841777,"I",2,"2010-05-04","RD",130131197,212896,894891,2,9068,"2009-11-18","<Null>","2010-05-04","2009-11-18","<Null>","<Null>","<Null>","<Null>","<Null>","<Null>",5,"<Null>","<Null>","<Null>","<Null>","<Null>","<Null>","<Null>","<Null>","MOSS BRIDGE COURT",84403835,1,"<Null>","Y","osgb1000002142082439",4,"osgb4000000003518239",7,"osgb1000000293870871",3,"MOSS ROAD","<Null>","MOSS BRIDGE COURT","<Null>","MOSS","<Null>","ULLAPOOL","HIGHLAND","ULLAPOOL","IV26 2XW","IV26 2XW","S","S","<Null>","2015-02-23","IV26","IV26 2",6,8,"osgb1000000293870871",87.081360000000004,"Building",10021,"osgb1000000293870871","<Null>","<Null>","<Null>",1.4,30.478476000000001,4,8364.3974560000006,2]
[6,375,"Point",130141985,51841775,"I",2,"2010-05-04","RD",130131197,212896,894898,2,9068,"2009-11-18","<Null>","2010-05-04","2009-11-18","<Null>","<Null>","<Null>","<Null>","<Null>","<Null>",3,"<Null>","<Null>","<Null>","<Null>","<Null>","<Null>","<Null>","<Null>","MOSS BRIDGE COURT",84403835,1,"<Null>","Y","osgb1000002142082444",4,"osgb4000000003518239",7,"osgb1000000293870872",3,"MOSS ROAD","<Null>","MOSS BRIDGE COURT","<Null>","MOSS","<Null>","ULLAPOOL","HIGHLAND","ULLAPOOL","IV26 2XW","IV26 2XW","S","S","<Null>","2015-02-23","IV26","IV26 2",6,8,"osgb1000000293870872",87.283376000000004,"Building",10021,"osgb1000000293870872","<Null>","<Null>","<Null>",1.4,30.549181999999998,4,8364.3974560000006,2]
[6,531,"Point",130141987,51841777,"I",2,"2010-05-04","RD",130131197,212896,894891,2,9068,"2009-11-18","<Null>","2010-05-04","2009-11-18","<Null>","<Null>","<Null>","<Null>","<Null>","<Null>",5,"<Null>","<Null>","<Null>","<Null>","<Null>","<Null>","<Null>","<Null>","MOSS BRIDGE COURT",84403835,1,"<Null>","Y","osgb1000002142082439",4,"osgb4000000003518239",7,"osgb1000000293870871",3,"MOSS ROAD","<Null>","MOSS BRIDGE COURT","<Null>","MOSS","<Null>","ULLAPOOL","HIGHLAND","ULLAPOOL","IV26 2XW","IV26 2XW","S","S","<Null>","2015-02-23","IV26","IV26 2",6,8,"osgb1000000293870871",87.081360000000004,"Building",10021,"osgb1000000293870871","<Null>","<Null>","<Null>",1.4,30.478476000000001,4,8364.3974560000006,2]
[6,532,"Point",130141985,51841775,"I",2,"2010-05-04","RD",130131197,212896,894898,2,9068,"2009-11-18","<Null>","2010-05-04","2009-11-18","<Null>","<Null>","<Null>","<Null>","<Null>","<Null>",3,"<Null>","<Null>","<Null>","<Null>","<Null>","<Null>","<Null>","<Null>","MOSS BRIDGE COURT",84403835,1,"<Null>","Y","osgb1000002142082444",4,"osgb4000000003518239",7,"osgb1000000293870872",3,"MOSS ROAD","<Null>","MOSS BRIDGE COURT","<Null>","MOSS","<Null>","ULLAPOOL","HIGHLAND","ULLAPOOL","IV26 2XW","IV26 2XW","S","S","<Null>","2015-02-23","IV26","IV26 2",6,8,"osgb1000000293870872",87.283376000000004,"Building",10021,"osgb1000000293870872","<Null>","<Null>","<Null>",1.4,30.549181999999998,4,8364.3974560000006,2]
[3,563,"Point",130119529,50334240,"I","<Null>","<Null>","RD",130119525,213252,894157,2,9068,"2006-12-11","<Null>","2006-12-11","2006-12-11","<Null>","<Null>","<Null>","<Null>","ROSS HOUSE","FLAT 4","<Null>","<Null>","<Null>","<Null>","FLAT 4","<Null>","<Null>","<Null>","<Null>","ROSS HOUSE",84409186,1,"<Null>","<Null>","osgb1000002142076122",6,"osgb4000000003547542",1,"osgb1000000293731597",2,"ROYAL PARK","ROYAL PARK","MILL STREET","<Null>","<Null>","<Null>","ULLAPOOL","HIGHLAND","ULLAPOOL","IV26 2XT","IV26 2XT","S","S","<Null>","2015-02-23","IV26","IV26 2",6,8,"osgb1000000293731597",93.860816,"Building",10021,"osgb1000000293731597","<Null>","<Null>","<Null>",1.4,65.702571000000006,2,8180.5645450000002,2]
[8,361,"Point",130081460,11818071,"I","<Null>","<Null>","RD","<Null>",212520,893962,1,9068,"2005-07-21","<Null>","2005-07-21","2005-07-21","<Null>","<Null>","<Null>","<Null>","<Null>","<Null>","<Null>","<Null>","<Null>","<Null>","<Null>",20,"<Null>","<Null>","<Null>","<Null>",84405493,1,"<Null>","<Null>","osgb1000002142082211",3,"osgb4000000003522818",6,"osgb1000038779439",3,"WEST ARGYLE STREET","<Null>","WEST ARGYLE STREET","<Null>","<Null>","<Null>","ULLAPOOL","HIGHLAND","ULLAPOOL","IV26 2TY","IV26 2TY","S","S","<Null>","2015-02-23","IV26","IV26 2",6,8,"osgb1000038779439",72.202495999999996,"Building",10021,"osgb1000038779439","<Null>","<Null>","<Null>",1.4,101.083494,1,8179.9276579999996,4]
[3,202,"Point",130009542,"<Null>","I",2,"2011-11-11","RD","<Null>",212902,894102,1,9068,"2005-07-21","<Null>","2011-11-11","2005-07-21","<Null>","<Null>","<Null>","<Null>","<Null>","<Null>","<Null>","<Null>","<Null>","<Null>","<Null>","<Null>","<Null>","<Null>","<Null>","LADYSMITH HOUSE",84403838,1,"<Null>","Y","<Null>","<Null>","<Null>","<Null>","<Null>","<Null>","PULTENEY STREET","<Null>","<Null>","<Null>","<Null>","<Null>","ULLAPOOL","HIGHLAND","<Null>","<Null>","IV26 2UP","<Null>","S","<Null>","<Null>","IV26","IV26 2",6,8,"<Null>","<Null>","<Null>","<Null>","<Null>","<Null>","<Null>","<Null>",1.4,"<Null>",1,8055.9835629999998,2]
[4,129,"Point",130009704,11818301,"I","<Null>","<Null>","RD","<Null>",212954,894327,1,9068,"2005-07-21","<Null>","2005-07-21","2005-07-21","<Null>","<Null>","<Null>","<Null>","<Null>","<Null>","<Null>","<Null>","<Null>","<Null>","<Null>",3,"<Null>","<Null>","<Null>","<Null>",84403826,1,"<Null>","<Null>","osgb1000002142002736",9,"osgb4000000003526809",5,"osgb1000038779713",4,"FRASER PLACE","<Null>","FRASER PLACE","<Null>","<Null>","<Null>","ULLAPOOL","HIGHLAND","ULLAPOOL","IV26 2UX","IV26 2UX","S","S","<Null>","2015-02-23","IV26","IV26 2",6,8,"osgb1000038779713",73.630015999999998,"Building",10021,"osgb1000038779713","<Null>","<Null>","<Null>",1.4,51.541010999999997,2,8055.9835629999998,2]
[4,144,"Point",130009703,11818302,"I","<Null>","<Null>","RD","<Null>",212949,894322,1,9068,"2005-07-21","<Null>","2005-07-21","2005-07-21","<Null>","<Null>","<Null>","<Null>","<Null>","<Null>","<Null>","<Null>","<Null>","<Null>","<Null>",4,"<Null>","<Null>","<Null>","<Null>",84403826,1,"<Null>","<Null>","osgb1000002142002739",9,"osgb4000000003526809",5,"osgb1000038779712",4,"FRASER PLACE","<Null>","FRASER PLACE","<Null>","<Null>","<Null>","ULLAPOOL","HIGHLAND","ULLAPOOL","IV26 2UX","IV26 2UX","S","S","<Null>","2015-02-23","IV26","IV26 2",6,8,"osgb1000038779712",69.349999999999994,"Building",10021,"osgb1000038779712","<Null>","<Null>","<Null>",1.4,48.545000000000002,2,8055.9835629999998,2]
[4,149,"Point",130009704,11818301,"I","<Null>","<Null>","RD","<Null>",212954,894327,1,9068,"2005-07-21","<Null>","2005-07-21","2005-07-21","<Null>","<Null>","<Null>","<Null>","<Null>","<Null>","<Null>","<Null>","<Null>","<Null>","<Null>",3,"<Null>","<Null>","<Null>","<Null>",84403826,1,"<Null>","<Null>","osgb1000002142002736",9,"osgb4000000003526809",5,"osgb1000038779713",4,"FRASER PLACE","<Null>","FRASER PLACE","<Null>","<Null>","<Null>","ULLAPOOL","HIGHLAND","ULLAPOOL","IV26 2UX","IV26 2UX","S","S","<Null>","2015-02-23","IV26","IV26 2",6,8,"osgb1000038779713",73.630015999999998,"Building",10021,"osgb1000038779713","<Null>","<Null>","<Null>",1.4,51.541010999999997,2,8055.9835629999998,2]
[4,153,"Point",130009705,11818300,"I","<Null>","<Null>","RD","<Null>",212957,894348,1,9068,"2005-07-21","<Null>","2005-07-21","2005-07-21","<Null>","<Null>","<Null>","<Null>","<Null>","<Null>","<Null>","<Null>","<Null>","<Null>","<Null>",2,"<Null>","<Null>","<Null>","<Null>",84403826,1,"<Null>","<Null>","osgb1000002142002733",9,"osgb4000000003526809",5,"osgb1000038779714",4,"FRASER PLACE","<Null>","FRASER PLACE","<Null>","<Null>","<Null>","ULLAPOOL","HIGHLAND","ULLAPOOL","IV26 2UX","IV26 2UX","S","S","<Null>","2015-02-23","IV26","IV26 2",6,8,"osgb1000038779714",72.569999999999993,"Building",10021,"osgb1000038779714","<Null>","<Null>","<Null>",1.4,50.798999999999999,2,8055.9835629999998,2]
[4,180,"Point",130009705,11818300,"I","<Null>","<Null>","RD","<Null>",212957,894348,1,9068,"2005-07-21","<Null>","2005-07-21","2005-07-21","<Null>","<Null>","<Null>","<Null>","<Null>","<Null>","<Null>","<Null>","<Null>","<Null>","<Null>",2,"<Null>","<Null>","<Null>","<Null>",84403826,1,"<Null>","<Null>","osgb1000002142002733",9,"osgb4000000003526809",5,"osgb1000038779714",4,"FRASER PLACE","<Null>","FRASER PLACE","<Null>","<Null>","<Null>","ULLAPOOL","HIGHLAND","ULLAPOOL","IV26 2UX","IV26 2UX","S","S","<Null>","2015-02-23","IV26","IV26 2",6,8,"osgb1000038779714",72.569999999999993,"Building",10021,"osgb1000038779714","<Null>","<Null>","<Null>",1.4,50.798999999999999,2,8055.9835629999998,2]
[4,249,"Point",130009703,11818302,"I","<Null>","<Null>","RD","<Null>",212949,894322,1,9068,"2005-07-21","<Null>","2005-07-21","2005-07-21","<Null>","<Null>","<Null>","<Null>","<Null>","<Null>","<Null>","<Null>","<Null>","<Null>","<Null>",4,"<Null>","<Null>","<Null>","<Null>",84403826,1,"<Null>","<Null>","osgb1000002142002739",9,"osgb4000000003526809",5,"osgb1000038779712",4,"FRASER PLACE","<Null>","FRASER PLACE","<Null>","<Null>","<Null>","ULLAPOOL","HIGHLAND","ULLAPOOL","IV26 2UX","IV26 2UX","S","S","<Null>","2015-02-23","IV26","IV26 2",6,8,"osgb1000038779712",69.349999999999994,"Building",10021,"osgb1000038779712","<Null>","<Null>","<Null>",1.4,48.545000000000002,2,8055.9835629999998,2]
[2,324,"Point",130081484,11818087,"I","<Null>","<Null>","RD","<Null>",212997,894059,1,9068,"2005-07-21","<Null>","2005-07-21","2005-07-21","<Null>","<Null>","<Null>","<Null>","<Null>","<Null>","<Null>","<Null>","<Null>","<Null>","<Null>",14,"<Null>","<Null>","<Null>","MYRTLE COTTAGE",84405494,1,"<Null>","<Null>","osgb1000002142002788",9,"osgb4000000003518232",6,"osgb1000038780159",8,"ARGYLE STREET","<Null>","ARGYLE STREET","<Null>","<Null>","<Null>","ULLAPOOL","HIGHLAND","ULLAPOOL","IV26 2UB","IV26 2UB","S","S","<Null>","2015-02-23","IV26","IV26 2",6,8,"osgb1000038780159",63.979008,"Building",10021,"osgb1000038780159","<Null>","<Null>","<Null>",1.4,89.570611,1,8052.1853629999996,2]
[7,157,"Point",130009421,11817828,"I","<Null>","<Null>","RD","<Null>",212460,894313,1,9068,"2005-07-21","<Null>","2005-07-21","2005-07-21","<Null>","<Null>","<Null>","<Null>","<Null>","<Null>","<Null>","<Null>","<Null>","<Null>","<Null>",51,"<Null>","<Null>","<Null>","<Null>",84405638,1,"<Null>","<Null>","osgb1000002142002370",10,"osgb4000000003526797",5,"osgb1000038779807",4,"ST VALERY PLACE","<Null>","ST. VALERY PLACE","<Null>","<Null>","<Null>","ULLAPOOL","HIGHLAND","ULLAPOOL","IV26 2TD","IV26 2TD","S","S","<Null>","2015-02-23","IV26","IV26 2",6,8,"osgb1000038779807",71.622895999999997,"Building",10021,"osgb1000038779807","<Null>","<Null>","<Null>",1.4,100.272054,1,8042.3213990000004,4]
[3,564,"Point",130119527,50334238,"I","<Null>","<Null>","RD",130119525,213252,894157,2,9068,"2006-12-11","<Null>","2006-12-11","2006-12-11","<Null>","<Null>","<Null>","<Null>","ROSS HOUSE","FLAT 2","<Null>","<Null>","<Null>","<Null>","FLAT 2","<Null>","<Null>","<Null>","<Null>","ROSS HOUSE",84409186,1,"<Null>","<Null>","osgb1000002142076124",6,"osgb4000000003547542",1,"osgb1000000293731596",2,"ROYAL PARK","ROYAL PARK","MILL STREET","<Null>","<Null>","<Null>","ULLAPOOL","HIGHLAND","ULLAPOOL","IV26 2XT","IV26 2XT","S","S","<Null>","2015-02-23","IV26","IV26 2",6,8,"osgb1000000293731596",94.076992000000004,"Building",10021,"osgb1000000293731596","<Null>","<Null>","<Null>",1.4,65.853893999999997,2,7812.8987219999999,2]
[3,553,"Point",130119526,50334237,"I","<Null>","<Null>","RD",130119525,213252,894157,2,9068,"2006-12-11","<Null>","2006-12-11","2006-12-11","<Null>","<Null>","<Null>","<Null>","ROSS HOUSE","FLAT 1","<Null>","<Null>","<Null>","<Null>","FLAT 1","<Null>","<Null>","<Null>","<Null>","ROSS HOUSE",84409186,1,"<Null>","<Null>","osgb1000002142076125",6,"osgb4000000003547542",1,"osgb1000000293731596",2,"ROYAL PARK","ROYAL PARK","MILL STREET","<Null>","<Null>","<Null>","ULLAPOOL","HIGHLAND","ULLAPOOL","IV26 2XT","IV26 2XT","S","S","<Null>","2015-02-23","IV26","IV26 2",6,8,"osgb1000000293731596",94.076992000000004,"Building",10021,"osgb1000000293731596","<Null>","<Null>","<Null>",1.4,65.853893999999997,2,7720.9822670000003,2]
[8,295,"Point",130009677,11818314,"I","<Null>","<Null>","RD","<Null>",212706,894115,1,9068,"2005-07-21","<Null>","2005-07-21","2005-07-21","<Null>","<Null>","<Null>","<Null>","<Null>","<Null>","<Null>","<Null>","<Null>","<Null>","<Null>",2,"<Null>","<Null>","<Null>","<Null>",84403844,1,"<Null>","<Null>","osgb1000002142002562",9,"osgb4000000003518229",5,"osgb1000038780001",4,"SEAFORTH ROAD","<Null>","SEAFORTH ROAD","<Null>","<Null>","<Null>","ULLAPOOL","HIGHLAND","ULLAPOOL","IV26 2UY","IV26 2UY","S","S","<Null>","2015-02-23","IV26","IV26 2",6,8,"osgb1000038780001",66.747488000000004,"Building",10021,"osgb1000038780001","<Null>","<Null>","<Null>",1.4,93.446483000000001,1,7595.6416449999997,2]
[1,72,"Point",130009723,11818398,"I","<Null>","<Null>","CO","<Null>",212862,894167,1,9068,"2005-07-21","<Null>","2005-07-21","2005-07-21","HIGHLANDS & ISLANDS FIRE BRIGADE","<Null>","<Null>","<Null>","<Null>","<Null>","<Null>","<Null>","<Null>","<Null>","<Null>",29,"<Null>","<Null>","<Null>","<Null>",84403831,1,"<Null>","<Null>","osgb1000002142002597",15,"osgb4000000003551214",4,"osgb1000038779975",5,"MARKET STREET","<Null>","MARKET STREET","<Null>","<Null>","<Null>","ULLAPOOL","HIGHLAND","ULLAPOOL","IV26 2XE","IV26 2XE","S","S","<Null>","2015-02-23","IV26","IV26 2",6,8,"osgb1000038779975",51.265008000000002,"Building",10021,"osgb1000038779975","<Null>","<Null>","<Null>",1.4,71.771011000000001,1,7428.1897580000004,2]
[1,364,"Point",130140463,51637636,"I","<Null>","<Null>","RD","<Null>",212788,894209,1,9068,"2009-04-16","<Null>","2009-04-16","2009-04-16","<Null>","<Null>","<Null>","<Null>","6A","<Null>","<Null>","<Null>","<Null>","<Null>","<Null>",6,"A","<Null>","<Null>","<Null>",84403831,1,"<Null>","<Null>","osgb1000002142080865",4,"osgb4000000003556370",1,"osgb1000000293818735",1,"MARKET STREET","<Null>","MARKET STREET","<Null>","<Null>","<Null>","ULLAPOOL","HIGHLAND","ULLAPOOL","IV26 2XE","IV26 2XE","S","S","<Null>","2015-02-23","IV26","IV26 2",6,8,"osgb1000000293818735",81.510000000000005,"Building",10021,"osgb1000000293818735","<Null>","<Null>","<Null>",1.4,57.057000000000002,2,7353.3164450000004,2]
[1,365,"Point",130140462,51637634,"I","<Null>","<Null>","RD","<Null>",212789,894196,1,9068,"2009-04-16","<Null>","2009-04-16","2009-04-16","<Null>","<Null>","<Null>","<Null>","5E","<Null>","<Null>","<Null>","<Null>","<Null>","<Null>",5,"E","<Null>","<Null>","<Null>",84403831,1,"<Null>","<Null>","osgb1000002142080864",4,"osgb4000000003556370",1,"osgb1000000293818734",1,"MARKET STREET","<Null>","MARKET STREET","<Null>","<Null>","<Null>","ULLAPOOL","HIGHLAND","ULLAPOOL","IV26 2XE","IV26 2XE","S","S","<Null>","2015-02-23","IV26","IV26 2",6,8,"osgb1000000293818734",150.17182399999999,"Building",10021,"osgb1000000293818734","<Null>","<Null>","<Null>",1.4,42.048110999999999,5,7353.3164450000004,2]
[1,369,"Point",130140464,51637638,"I","<Null>","<Null>","RD","<Null>",212788,894209,1,9068,"2009-04-16","<Null>","2009-04-16","2009-04-16","<Null>","<Null>","<Null>","<Null>","6B","<Null>","<Null>","<Null>","<Null>","<Null>","<Null>",6,"B","<Null>","<Null>","<Null>",84403831,1,"<Null>","<Null>","osgb1000002142080866",4,"osgb4000000003556370",1,"osgb1000000293818735",1,"MARKET STREET","<Null>","MARKET STREET","<Null>","<Null>","<Null>","ULLAPOOL","HIGHLAND","ULLAPOOL","IV26 2XE","IV26 2XE","S","S","<Null>","2015-02-23","IV26","IV26 2",6,8,"osgb1000000293818735",81.510000000000005,"Building",10021,"osgb1000000293818735","<Null>","<Null>","<Null>",1.4,57.057000000000002,2,7353.3164450000004,2]
[6,576,"Point",130126580,28383548,"I","<Null>","<Null>","RD",130126577,213048,894502,1,9068,"2007-04-04","<Null>","2007-11-16","2007-04-04","<Null>","<Null>","<Null>","<Null>","3 URQUHART HOUSE","<Null>",3,"<Null>","<Null>","<Null>","<Null>","<Null>","<Null>","<Null>","<Null>","URQUHART HOUSE",84412219,1,"<Null>","<Null>","osgb1000002142075733",8,"osgb4000000003526825",5,"osgb1000000293727590",2,"BROOM PARK","<Null>","BROOM PARK","<Null>","<Null>","<Null>","ULLAPOOL","HIGHLAND","ULLAPOOL","IV26 2XU","IV26 2XU","S","S","<Null>","2015-02-23","IV26","IV26 2",6,8,"osgb1000000293727590",75.398256000000003,"Building",10021,"osgb1000000293727590","<Null>","<Null>","<Null>",1.4,52.778779,2,7169.4835329999996,2]
[6,577,"Point",130126584,28383558,"I","<Null>","<Null>","RD",130126576,213089,894462,1,9068,"2007-04-04","<Null>","2011-06-03","2007-04-04","<Null>","<Null>","<Null>","<Null>","3 MACDONALD HOUSE","<Null>",3,"<Null>","<Null>","<Null>","<Null>","<Null>","<Null>","<Null>","<Null>","MACDONALD HOUSE",84412219,1,"<Null>","<Null>","osgb1000002142075729",9,"osgb4000000003546266",1,"osgb1000000293727613",2,"BROOM PARK","<Null>","BROOM PARK","<Null>","<Null>","<Null>","ULLAPOOL","HIGHLAND","ULLAPOOL","IV26 2XH","IV26 2XH","S","S","<Null>","2015-02-23","IV26","IV26 2",6,8,"osgb1000000293727613",75.792928000000003,"Building",10021,"osgb1000000293727613","<Null>","<Null>","<Null>",1.4,53.055050000000001,2,7169.4835329999996,2]
[6,587,"Point",130126583,28383557,"I","<Null>","<Null>","RD",130126576,213095,894465,1,9068,"2007-04-04","<Null>","2011-06-03","2007-04-04","<Null>","<Null>","<Null>","<Null>","2 MACDONALD HOUSE","<Null>",2,"<Null>","<Null>","<Null>","<Null>","<Null>","<Null>","<Null>","<Null>","MACDONALD HOUSE",84412219,1,"<Null>","<Null>","osgb1000002142075730",9,"osgb4000000003546266",1,"osgb1000000293727612",2,"BROOM PARK","<Null>","BROOM PARK","<Null>","<Null>","<Null>","ULLAPOOL","HIGHLAND","ULLAPOOL","IV26 2XH","IV26 2XH","S","S","<Null>","2015-02-23","IV26","IV26 2",6,8,"osgb1000000293727612",74.449647999999996,"Building",10021,"osgb1000000293727612","<Null>","<Null>","<Null>",1.4,52.114753999999998,2,7169.4835329999996,2]
[6,588,"Point",130126579,28383547,"I","<Null>","<Null>","RD",130126577,213050,894496,1,9068,"2007-04-04","<Null>","2007-11-16","2007-04-04","<Null>","<Null>","<Null>","<Null>","2 URQUHART HOUSE","<Null>",2,"<Null>","<Null>","<Null>","<Null>","<Null>","<Null>","<Null>","<Null>","URQUHART HOUSE",84412219,1,"<Null>","<Null>","osgb1000002142075734",9,"osgb4000000003526826",8,"osgb1000000293727596",2,"BROOM PARK","<Null>","BROOM PARK","<Null>","<Null>","<Null>","ULLAPOOL","HIGHLAND","ULLAPOOL","IV26 2XU","IV26 2XU","S","S","<Null>","2015-02-23","IV26","IV26 2",6,8,"osgb1000000293727596",74.435599999999994,"Building",10021,"osgb1000000293727596","<Null>","<Null>","<Null>",1.4,52.10492,2,7169.4835329999996,2]
[4,109,"Point",130009701,11818353,"I","<Null>","<Null>","RD","<Null>",212937,894373,1,9068,"2005-07-21","<Null>","2005-07-21","2005-07-21","<Null>","<Null>","<Null>","<Null>","<Null>","<Null>","<Null>","<Null>","<Null>","<Null>","<Null>",21,"<Null>","<Null>","<Null>","<Null>",84403825,1,"<Null>","<Null>","osgb1000002142002488",10,"osgb4000000003526809",5,"osgb1000038779716",4,"FRASER COURT","<Null>","FRASER COURT","<Null>","<Null>","<Null>","ULLAPOOL","HIGHLAND","ULLAPOOL","IV26 2UZ","IV26 2UZ","S","S","<Null>","2015-02-23","IV26","IV26 2",6,8,"osgb1000038779716",66.434991999999994,"Building",10021,"osgb1000038779716","<Null>","<Null>","<Null>",1.4,93.008989,1,7135.299728,2]
[4,117,"Point",130009695,11818356,"I","<Null>","<Null>","RD","<Null>",212892,894416,1,9068,"2005-07-21","<Null>","2005-07-21","2005-07-21","<Null>","<Null>","<Null>","<Null>","<Null>","<Null>","<Null>","<Null>","<Null>","<Null>","<Null>",5,"<Null>","<Null>","<Null>","<Null>",84403825,1,"<Null>","<Null>","osgb1000002142002487",9,"osgb4000000003522844",6,"osgb1000038779686",4,"FRASER COURT","<Null>","FRASER COURT","<Null>","<Null>","<Null>","ULLAPOOL","HIGHLAND","ULLAPOOL","IV26 2UZ","IV26 2UZ","S","S","<Null>","2015-02-23","IV26","IV26 2",6,8,"osgb1000038779686",65.825007999999997,"Building",10021,"osgb1000038779686","<Null>","<Null>","<Null>",1.4,92.155011000000002,1,7135.299728,2]
[4,125,"Point",130009684,11818350,"I","<Null>","<Null>","RD","<Null>",212935,894395,1,9068,"2005-07-21","<Null>","2005-07-21","2005-07-21","<Null>","<Null>","<Null>","<Null>","<Null>","<Null>","<Null>","<Null>","<Null>","<Null>","<Null>",19,"<Null>","<Null>","<Null>","<Null>",84403825,1,"<Null>","<Null>","osgb1000002142002490",10,"osgb4000000003526809",5,"osgb1000038779718",4,"FRASER COURT","<Null>","FRASER COURT","<Null>","<Null>","<Null>","ULLAPOOL","HIGHLAND","ULLAPOOL","IV26 2UZ","IV26 2UZ","S","S","<Null>","2015-02-23","IV26","IV26 2",6,8,"osgb1000038779718",70.58,"Building",10021,"osgb1000038779718","<Null>","<Null>","<Null>",1.4,98.811999999999998,1,7135.299728,2]
[4,130,"Point",130009696,11818355,"I","<Null>","<Null>","RD","<Null>",212896,894396,1,9068,"2005-07-21","<Null>","2005-07-21","2005-07-21","<Null>","<Null>","<Null>","<Null>","<Null>","<Null>","<Null>","<Null>","<Null>","<Null>","<Null>",4,"<Null>","<Null>","<Null>","<Null>",84403825,1,"<Null>","<Null>","osgb1000002142002491",9,"osgb4000000003522844",6,"osgb1000038779719",4,"FRASER COURT","<Null>","FRASER COURT","<Null>","<Null>","<Null>","ULLAPOOL","HIGHLAND","ULLAPOOL","IV26 2UZ","IV26 2UZ","S","S","<Null>","2015-02-23","IV26","IV26 2",6,8,"osgb1000038779719",68.475008000000003,"Building",10021,"osgb1000038779719","<Null>","<Null>","<Null>",1.4,95.865010999999996,1,7135.299728,2]
[4,158,"Point",130009690,11818352,"I","<Null>","<Null>","RD","<Null>",212934,894382,1,9068,"2005-07-21","<Null>","2005-07-21","2005-07-21","<Null>","<Null>","<Null>","<Null>","<Null>","<Null>","<Null>","<Null>","<Null>","<Null>","<Null>",20,"<Null>","<Null>","<Null>","<Null>",84403825,1,"<Null>","<Null>","osgb1000002142002489",10,"osgb4000000003526809",5,"osgb1000038779717",4,"FRASER COURT","<Null>","FRASER COURT","<Null>","<Null>","<Null>","ULLAPOOL","HIGHLAND","ULLAPOOL","IV26 2UZ","IV26 2UZ","S","S","<Null>","2015-02-23","IV26","IV26 2",6,8,"osgb1000038779717",71.003007999999994,"Building",10021,"osgb1000038779717","<Null>","<Null>","<Null>",1.4,99.404211000000004,1,7135.299728,2]
[4,164,"Point",130009685,11818349,"I","<Null>","<Null>","RD","<Null>",212932,894404,1,9068,"2005-07-21","<Null>","2005-07-21","2005-07-21","<Null>","<Null>","<Null>","<Null>","<Null>","<Null>","<Null>","<Null>","<Null>","<Null>","<Null>",18,"<Null>","<Null>","<Null>","<Null>",84403825,1,"<Null>","<Null>","osgb1000002142002482",10,"osgb4000000003518241",5,"osgb1000038779681",4,"FRASER COURT","<Null>","FRASER COURT","<Null>","<Null>","<Null>","ULLAPOOL","HIGHLAND","ULLAPOOL","IV26 2UZ","IV26 2UZ","S","S","<Null>","2015-02-23","IV26","IV26 2",6,8,"osgb1000038779681",69.619968,"Building",10021,"osgb1000038779681","<Null>","<Null>","<Null>",1.4,97.467955000000003,1,7135.299728,2]
[4,228,"Point",130009687,11818345,"I","<Null>","<Null>","RD","<Null>",212900,894418,1,9068,"2005-07-21","<Null>","2005-07-21","2005-07-21","<Null>","<Null>","<Null>","<Null>","<Null>","<Null>","<Null>","<Null>","<Null>","<Null>","<Null>",14,"<Null>","<Null>","<Null>","<Null>",84403825,1,"<Null>","<Null>","osgb1000002142002486",9,"osgb4000000003522844",6,"osgb1000038779685",4,"FRASER COURT","<Null>","FRASER COURT","<Null>","<Null>","<Null>","ULLAPOOL","HIGHLAND","ULLAPOOL","IV26 2UZ","IV26 2UZ","S","S","<Null>","2015-02-23","IV26","IV26 2",6,8,"osgb1000038779685",62.88,"Building",10021,"osgb1000038779685","<Null>","<Null>","<Null>",1.4,88.031999999999996,1,7135.299728,2]
[4,230,"Point",130009698,11818351,"I","<Null>","<Null>","RD","<Null>",212902,894380,1,9068,"2005-07-21","<Null>","2005-07-21","2005-07-21","<Null>","<Null>","<Null>","<Null>","<Null>","<Null>","<Null>","<Null>","<Null>","<Null>","<Null>",2,"<Null>","<Null>","<Null>","<Null>",84403825,1,"<Null>","<Null>","osgb1000002142002493",9,"osgb4000000003522844",6,"osgb1000038779721",4,"FRASER COURT","<Null>","FRASER COURT","<Null>","<Null>","<Null>","ULLAPOOL","HIGHLAND","ULLAPOOL","IV26 2UZ","IV26 2UZ","S","S","<Null>","2015-02-23","IV26","IV26 2",6,8,"osgb1000038779721",63.564991999999997,"Building",10021,"osgb1000038779721","<Null>","<Null>","<Null>",1.4,88.990988999999999,1,7135.299728,2]
[4,255,"Point",130009688,11818346,"I","<Null>","<Null>","RD","<Null>",212912,894419,1,9068,"2005-07-21","<Null>","2005-07-21","2005-07-21","<Null>","<Null>","<Null>","<Null>","<Null>","<Null>","<Null>","<Null>","<Null>","<Null>","<Null>",15,"<Null>","<Null>","<Null>","<Null>",84403825,1,"<Null>","<Null>","osgb1000002142002485",9,"osgb4000000003522844",6,"osgb1000038779684",4,"FRASER COURT","<Null>","FRASER COURT","<Null>","<Null>","<Null>","ULLAPOOL","HIGHLAND","ULLAPOOL","IV26 2UZ","IV26 2UZ","S","S","<Null>","2015-02-23","IV26","IV26 2",6,8,"osgb1000038779684",64.254992000000001,"Building",10021,"osgb1000038779684","<Null>","<Null>","<Null>",1.4,89.956988999999993,1,7135.299728,2]
[7,412,"Point",130009707,"<Null>","I","<Null>","<Null>","RD06",130083765,212580,894206,1,9068,"2005-07-21","<Null>","2005-07-21","2005-07-21","<Null>","<Null>","<Null>","<Null>","<Null>","<Null>",4,"<Null>","<Null>","<Null>","<Null>","<Null>","<Null>","<Null>","<Null>","LATHERON CENTRE",84409173,1,"<Null>","<Null>","<Null>","<Null>","<Null>","<Null>","<Null>","<Null>","LATHERON LANE","<Null>","<Null>","<Null>","<Null>","<Null>","ULLAPOOL","HIGHLAND","<Null>","<Null>","IV26 2XB","<Null>","S","<Null>","<Null>","IV26","IV26 2",6,8,"<Null>","<Null>","<Null>","<Null>","<Null>","<Null>","<Null>","<Null>",1.4,"<Null>",1,7077.567078,2]
[7,301,"Point",130009384,11817787,"I","<Null>","<Null>","RD","<Null>",212596,894290,1,9068,"2005-07-21","<Null>","2005-07-21","2005-07-21","<Null>","<Null>","<Null>","<Null>","<Null>","<Null>","<Null>","<Null>","<Null>","<Null>","<Null>",14,"<Null>","<Null>","<Null>","<Null>",84405638,1,"<Null>","<Null>","osgb1000002142002463",10,"osgb4000000003522821",5,"osgb1000038779868",4,"ST VALERY PLACE","<Null>","ST. VALERY PLACE","<Null>","<Null>","<Null>","ULLAPOOL","HIGHLAND","ULLAPOOL","IV26 2TD","IV26 2TD","S","S","<Null>","2015-02-23","IV26","IV26 2",6,8,"osgb1000038779868",60.749983999999998,"Building",10021,"osgb1000038779868","<Null>","<Null>","<Null>",1.4,85.049977999999996,1,6961.2203680000002,4]
[4,297,"Point",130009686,11818348,"I","<Null>","<Null>","RD","<Null>",212929,894424,1,9068,"2005-07-21","<Null>","2005-07-21","2005-07-21","<Null>","<Null>","<Null>","<Null>","<Null>","<Null>","<Null>","<Null>","<Null>","<Null>","<Null>",17,"<Null>","<Null>","<Null>","<Null>",84403825,1,"<Null>","<Null>","osgb1000002142002483",9,"osgb4000000003529246",5,"osgb1000038779682",4,"FRASER COURT","<Null>","FRASER COURT","<Null>","<Null>","<Null>","ULLAPOOL","HIGHLAND","ULLAPOOL","IV26 2UZ","IV26 2UZ","S","S","<Null>","2015-02-23","IV26","IV26 2",6,8,"osgb1000038779682",64.775008,"Building",10021,"osgb1000038779682","<Null>","<Null>","<Null>",1.4,90.685011000000003,1,6921.0852089999998,4]
[5,442,"Point",130009760,11818515,"I","<Null>","<Null>","RD","<Null>",212595,894865,1,9068,"2005-07-21","<Null>","2005-07-21","2005-07-21","<Null>","<Null>","<Null>","<Null>","<Null>","<Null>","<Null>","<Null>","<Null>","<Null>","<Null>",29,"<Null>","<Null>","<Null>","<Null>",84403846,1,"<Null>","<Null>","osgb1000002142002668",9,"osgb4000000003526812",5,"osgb1000042986135",4,"VYNER PLACE","<Null>","VYNER PLACE","<Null>","<Null>","<Null>","ULLAPOOL","HIGHLAND","ULLAPOOL","IV26 2XR","IV26 2XR","S","S","<Null>","2015-02-23","IV26","IV26 2",6,8,"osgb1000042986135",74.009535999999997,"Building",10021,"osgb1000042986135","<Null>","<Null>","<Null>",1.4,103.61335,1,6910.2550860000001,4]
[3,574,"Point",130132481,"<Null>","I","<Null>","<Null>","RD","<Null>",213186,894118,1,9068,"2008-01-11","<Null>","2008-01-11","2008-01-11","<Null>","<Null>","<Null>","<Null>","<Null>","<Null>","<Null>","<Null>","<Null>","<Null>","<Null>","<Null>","<Null>","<Null>","<Null>","ROYAL HOTEL",84403827,1,"<Null>","Y","<Null>","<Null>","<Null>","<Null>","<Null>","<Null>","GARVE ROAD","<Null>","<Null>","<Null>","<Null>","<Null>","ULLAPOOL","HIGHLAND","<Null>","<Null>","IV26 2SY","<Null>","S","<Null>","<Null>","IV26","IV26 2",6,8,"<Null>","<Null>","<Null>","<Null>","<Null>","<Null>","<Null>","<Null>",1.4,"<Null>",1,6832.5020549999999,2]
[5,527,"Point",130103694,"<Null>","I","<Null>","<Null>","RD",130105865,212576,894755,1,9068,"2006-01-20","<Null>","2006-01-20","2006-01-20","<Null>","<Null>","<Null>","<Null>","<Null>","<Null>","<Null>","<Null>","<Null>","<Null>","RESIDENTIAL ACCOMODATION","<Null>","<Null>","<Null>","<Null>","MOREFIELD MOTEL",84405279,1,"<Null>","<Null>","<Null>","<Null>","<Null>","<Null>","<Null>","<Null>","MOREFIELD LANE","<Null>","<Null>","<Null>","<Null>","<Null>","ULLAPOOL","HIGHLAND","<Null>","<Null>","IV26 2TQ","<Null>","C","<Null>","<Null>","IV26","IV26 2",6,8,"<Null>","<Null>","<Null>","<Null>","<Null>","<Null>","<Null>","<Null>",1.4,"<Null>",1,6832.5020549999999,2]
[1,366,"Point",130140459,51637631,"I","<Null>","<Null>","RD","<Null>",212789,894196,1,9068,"2009-04-16","<Null>","2009-04-16","2009-04-16","<Null>","<Null>","<Null>","<Null>","5B","<Null>","<Null>","<Null>","<Null>","<Null>","<Null>",5,"B","<Null>","<Null>","<Null>",84403831,1,"<Null>","<Null>","osgb1000002142080868",4,"osgb4000000003556370",1,"osgb1000000293818734",1,"MARKET STREET","<Null>","MARKET STREET","<Null>","<Null>","<Null>","ULLAPOOL","HIGHLAND","ULLAPOOL","IV26 2XE","IV26 2XE","S","S","<Null>","2015-02-23","IV26","IV26 2",6,8,"osgb1000000293818734",150.17182399999999,"Building",10021,"osgb1000000293818734","<Null>","<Null>","<Null>",1.4,42.048110999999999,5,6801.8177109999997,2]
[1,367,"Point",130140458,51637630,"I","<Null>","<Null>","RD","<Null>",212789,894196,1,9068,"2009-04-16","<Null>","2009-04-16","2009-04-16","<Null>","<Null>","<Null>","<Null>","5A","<Null>","<Null>","<Null>","<Null>","<Null>","<Null>",5,"A","<Null>","<Null>","<Null>",84403831,1,"<Null>","<Null>","osgb1000002142080867",4,"osgb4000000003556370",1,"osgb1000000293818734",1,"MARKET STREET","<Null>","MARKET STREET","<Null>","<Null>","<Null>","ULLAPOOL","HIGHLAND","ULLAPOOL","IV26 2XE","IV26 2XE","S","S","<Null>","2015-02-23","IV26","IV26 2",6,8,"osgb1000000293818734",150.17182399999999,"Building",10021,"osgb1000000293818734","<Null>","<Null>","<Null>",1.4,42.048110999999999,5,6801.8177109999997,2]
[5,416,"Point",130009811,11818534,"I","<Null>","<Null>","RD","<Null>",212614,894935,1,9068,"2005-07-21","<Null>","2005-07-21","2005-07-21","<Null>","<Null>","<Null>","<Null>","<Null>","<Null>","<Null>","<Null>","<Null>","<Null>","<Null>",46,"<Null>","<Null>","<Null>","<Null>",84403846,1,"<Null>","<Null>","osgb1000002142002636",10,"osgb4000000003526819",6,"osgb1000038780195",4,"VYNER PLACE","<Null>","VYNER PLACE","<Null>","<Null>","<Null>","ULLAPOOL","HIGHLAND","ULLAPOOL","IV26 2XR","IV26 2XR","S","S","<Null>","2015-02-23","IV26","IV26 2",6,8,"osgb1000038780195",77.869792000000004,"Building",10021,"osgb1000038780195","<Null>","<Null>","<Null>",1.4,54.508853999999999,2,6801.8177109999997,2]
[5,485,"Point",130009810,11818537,"I","<Null>","<Null>","RD","<Null>",212614,894935,1,9068,"2005-07-21","<Null>","2005-07-21","2005-07-21","<Null>","<Null>","<Null>","<Null>","<Null>","<Null>","<Null>","<Null>","<Null>","<Null>","<Null>",50,"<Null>","<Null>","<Null>","<Null>",84403846,1,"<Null>","<Null>","osgb1000002142002635",10,"osgb4000000003526819",6,"osgb1000038780195",4,"VYNER PLACE","<Null>","VYNER PLACE","<Null>","<Null>","<Null>","ULLAPOOL","HIGHLAND","ULLAPOOL","IV26 2XR","IV26 2XR","S","S","<Null>","2015-02-23","IV26","IV26 2",6,8,"osgb1000038780195",77.869792000000004,"Building",10021,"osgb1000038780195","<Null>","<Null>","<Null>",1.4,54.508853999999999,2,6801.8177109999997,2]
[5,499,"Point",130009806,11818538,"I","<Null>","<Null>","RD","<Null>",212620,894940,1,9068,"2005-07-21","<Null>","2005-07-21","2005-07-21","<Null>","<Null>","<Null>","<Null>","<Null>","<Null>","<Null>","<Null>","<Null>","<Null>","<Null>",52,"<Null>","<Null>","<Null>","<Null>",84403846,1,"<Null>","<Null>","osgb1000002142002634",10,"osgb4000000003529238",7,"osgb1000038780194",5,"VYNER PLACE","<Null>","VYNER PLACE","<Null>","<Null>","<Null>","ULLAPOOL","HIGHLAND","ULLAPOOL","IV26 2XR","IV26 2XR","S","S","<Null>","2015-02-23","IV26","IV26 2",6,8,"osgb1000038780194",77.289503999999994,"Building",10021,"osgb1000038780194","<Null>","<Null>","<Null>",1.4,54.102652999999997,2,6801.8177109999997,2]
[5,502,"Point",130009820,11818535,"I",2,"2011-02-18","RD","<Null>",212620,894940,1,9068,"2005-07-21","<Null>","2011-02-18","2005-07-21","<Null>","<Null>","<Null>","<Null>","<Null>","<Null>","<Null>","<Null>","<Null>","<Null>","<Null>",48,"<Null>","<Null>","<Null>","<Null>",84403846,1,"<Null>","Y","osgb1000002142002633",10,"osgb4000000003529238",7,"osgb1000038780194",5,"VYNER PLACE","<Null>","VYNER PLACE","<Null>","<Null>","<Null>","ULLAPOOL","HIGHLAND","ULLAPOOL","IV26 2XR","IV26 2XR","S","S","<Null>","2015-02-23","IV26","IV26 2",6,8,"osgb1000038780194",77.289503999999994,"Building",10021,"osgb1000038780194","<Null>","<Null>","<Null>",1.4,54.102652999999997,2,6801.8177109999997,2]
[6,612,"Point",130064533,11818444,"I","<Null>","<Null>","RD","<Null>",213044,894522,1,9068,"2005-07-21","<Null>","2005-07-21","2005-07-21","<Null>","<Null>","<Null>","<Null>","<Null>","<Null>","<Null>","<Null>","<Null>","<Null>","<Null>",14,"<Null>","<Null>","<Null>","<Null>",84412219,1,"<Null>","<Null>","osgb1000002142002888",13,"osgb4000000003526826",8,"osgb1000042631028",5,"BROOM PARK","<Null>","BROOM PARK","<Null>","<Null>","<Null>","ULLAPOOL","HIGHLAND","ULLAPOOL","IV26 2XJ","IV26 2XJ","S","S","<Null>","2015-02-23","IV26","IV26 2",6,8,"osgb1000042631028",48.554431999999998,"Building",10021,"osgb1000042631028","<Null>","<Null>","<Null>",1.4,67.976204999999993,1,6689.8302439999998,4]
[5,413,"Point",130009771,11818513,"I","<Null>","<Null>","RD","<Null>",212626,894877,1,9068,"2005-07-21","<Null>","2005-07-21","2005-07-21","<Null>","<Null>","<Null>","<Null>","<Null>","<Null>","<Null>","<Null>","<Null>","<Null>","<Null>",27,"<Null>","<Null>","<Null>","<Null>",84403846,1,"<Null>","<Null>","osgb1000002142002663",9,"osgb4000000003530478",5,"osgb1000042986133",4,"VYNER PLACE","<Null>","VYNER PLACE","<Null>","<Null>","<Null>","ULLAPOOL","HIGHLAND","ULLAPOOL","IV26 2XR","IV26 2XR","S","S","<Null>","2015-02-23","IV26","IV26 2",6,8,"osgb1000042986133",162.00004799999999,"Building",10021,"osgb1000042986133","<Null>","<Null>","<Null>",1.4,56.700017000000003,4,6617.9848000000002,2]
[5,423,"Point",130009784,11818551,"I","<Null>","<Null>","RD","<Null>",212518,894873,1,9068,"2005-07-21","<Null>","2005-07-21","2005-07-21","<Null>","<Null>","<Null>","<Null>","<Null>","<Null>","<Null>","<Null>","<Null>","<Null>","<Null>",74,"<Null>","<Null>","<Null>","<Null>",84403846,1,"<Null>","<Null>","osgb1000002142002622",9,"osgb4000000003529240",5,"osgb1000042986144",4,"VYNER PLACE","<Null>","VYNER PLACE","<Null>","<Null>","<Null>","ULLAPOOL","HIGHLAND","ULLAPOOL","IV26 2XR","IV26 2XR","S","S","<Null>","2015-02-23","IV26","IV26 2",6,8,"osgb1000042986144",161.34419199999999,"Building",10021,"osgb1000042986144","<Null>","<Null>","<Null>",1.4,56.470466999999999,4,6617.9848000000002,2]
[5,429,"Point",130009777,11818509,"I","<Null>","<Null>","RD","<Null>",212626,894877,1,9068,"2005-07-21","<Null>","2005-07-21","2005-07-21","<Null>","<Null>","<Null>","<Null>","<Null>","<Null>","<Null>","<Null>","<Null>","<Null>","<Null>",23,"<Null>","<Null>","<Null>","<Null>",84403846,1,"<Null>","<Null>","osgb1000002142002665",9,"osgb4000000003530478",5,"osgb1000042986133",4,"VYNER PLACE","<Null>","VYNER PLACE","<Null>","<Null>","<Null>","ULLAPOOL","HIGHLAND","ULLAPOOL","IV26 2XR","IV26 2XR","S","S","<Null>","2015-02-23","IV26","IV26 2",6,8,"osgb1000042986133",162.00004799999999,"Building",10021,"osgb1000042986133","<Null>","<Null>","<Null>",1.4,56.700017000000003,4,6617.9848000000002,2]
[5,432,"Point",130009785,11818550,"I","<Null>","<Null>","RD","<Null>",212518,894873,1,9068,"2005-07-21","<Null>","2005-07-21","2005-07-21","<Null>","<Null>","<Null>","<Null>","<Null>","<Null>","<Null>","<Null>","<Null>","<Null>","<Null>",72,"<Null>","<Null>","<Null>","<Null>",84403846,1,"<Null>","<Null>","osgb1000002142002621",9,"osgb4000000003529240",5,"osgb1000042986144",4,"VYNER PLACE","<Null>","VYNER PLACE","<Null>","<Null>","<Null>","ULLAPOOL","HIGHLAND","ULLAPOOL","IV26 2XR","IV26 2XR","S","S","<Null>","2015-02-23","IV26","IV26 2",6,8,"osgb1000042986144",161.34419199999999,"Building",10021,"osgb1000042986144","<Null>","<Null>","<Null>",1.4,56.470466999999999,4,6617.9848000000002,2]
[5,459,"Point",130009769,11818549,"I","<Null>","<Null>","RD","<Null>",212518,894873,1,9068,"2005-07-21","<Null>","2005-07-21","2005-07-21","<Null>","<Null>","<Null>","<Null>","<Null>","<Null>","<Null>","<Null>","<Null>","<Null>","<Null>",70,"<Null>","<Null>","<Null>","<Null>",84403846,1,"<Null>","<Null>","osgb1000002142002620",9,"osgb4000000003529240",5,"osgb1000042986144",4,"VYNER PLACE","<Null>","VYNER PLACE","<Null>","<Null>","<Null>","ULLAPOOL","HIGHLAND","ULLAPOOL","IV26 2XR","IV26 2XR","S","S","<Null>","2015-02-23","IV26","IV26 2",6,8,"osgb1000042986144",161.34419199999999,"Building",10021,"osgb1000042986144","<Null>","<Null>","<Null>",1.4,56.470466999999999,4,6617.9848000000002,2]
[5,444,"Point",130009767,11818523,"I","<Null>","<Null>","RD","<Null>",212582,894970,1,9068,"2005-07-21","<Null>","2005-07-21","2005-07-21","<Null>","<Null>","<Null>","<Null>","<Null>","<Null>","<Null>","<Null>","<Null>","<Null>","<Null>",36,"<Null>","<Null>","<Null>","<Null>",84403846,1,"<Null>","<Null>","osgb1000002142002627",9,"osgb4000000003529241",6,"osgb1000038780186",4,"VYNER PLACE","<Null>","VYNER PLACE","<Null>","<Null>","<Null>","ULLAPOOL","HIGHLAND","ULLAPOOL","IV26 2XR","IV26 2XR","S","S","<Null>","2015-02-23","IV26","IV26 2",6,8,"osgb1000038780186",43.756256,"Building",10021,"osgb1000038780186","<Null>","<Null>","<Null>",1.4,61.258758,1,6597.455672,4]
[6,630,"Point",130064532,11818452,"I","<Null>","<Null>","RD","<Null>",213068,894529,1,9068,"2005-07-21","<Null>","2005-07-21","2005-07-21","<Null>","<Null>","<Null>","<Null>","<Null>","<Null>","<Null>","<Null>","<Null>","<Null>","<Null>",6,"<Null>","<Null>","<Null>","<Null>",84412219,1,"<Null>","<Null>","osgb1000002142002887",13,"osgb4000000003535162",5,"osgb1000038780467",5,"BROOM PARK","<Null>","BROOM PARK","<Null>","<Null>","<Null>","ULLAPOOL","HIGHLAND","ULLAPOOL","IV26 2XJ","IV26 2XJ","S","S","<Null>","2015-02-23","IV26","IV26 2",6,8,"osgb1000038780467",48.775855999999997,"Building",10021,"osgb1000038780467","<Null>","<Null>","<Null>",1.4,68.286197999999999,1,6573.8842290000002,4]
[1,368,"Point",130140460,51637632,"I","<Null>","<Null>","RD","<Null>",212789,894196,1,9068,"2009-04-16","<Null>","2009-04-16","2009-04-16","<Null>","<Null>","<Null>","<Null>","5C","<Null>","<Null>","<Null>","<Null>","<Null>","<Null>",5,"C","<Null>","<Null>","<Null>",84403831,1,"<Null>","<Null>","osgb1000002142080869",4,"osgb4000000003556370",1,"osgb1000000293818734",1,"MARKET STREET","<Null>","MARKET STREET","<Null>","<Null>","<Null>","ULLAPOOL","HIGHLAND","ULLAPOOL","IV26 2XE","IV26 2XE","S","S","<Null>","2015-02-23","IV26","IV26 2",6,8,"osgb1000000293818734",150.17182399999999,"Building",10021,"osgb1000000293818734","<Null>","<Null>","<Null>",1.4,42.048110999999999,5,6526.0683449999997,2]
[1,378,"Point",130140461,51637633,"I","<Null>","<Null>","RD","<Null>",212789,894196,1,9068,"2009-04-16","<Null>","2009-04-16","2009-04-16","<Null>","<Null>","<Null>","<Null>","5D","<Null>","<Null>","<Null>","<Null>","<Null>","<Null>",5,"D","<Null>","<Null>","<Null>",84403831,1,"<Null>","<Null>","osgb1000002142080863",4,"osgb4000000003556370",1,"osgb1000000293818734",1,"MARKET STREET","<Null>","MARKET STREET","<Null>","<Null>","<Null>","ULLAPOOL","HIGHLAND","ULLAPOOL","IV26 2XE","IV26 2XE","S","S","<Null>","2015-02-23","IV26","IV26 2",6,8,"osgb1000000293818734",150.17182399999999,"Building",10021,"osgb1000000293818734","<Null>","<Null>","<Null>",1.4,42.048110999999999,5,6526.0683449999997,2]
[6,583,"Point",130126582,28383556,"I","<Null>","<Null>","RD",130126576,213095,894466,1,9068,"2007-04-04","<Null>","2011-06-03","2007-04-04","<Null>","<Null>","<Null>","<Null>","1 MACDONALD HOUSE","<Null>",1,"<Null>","<Null>","<Null>","<Null>","<Null>","<Null>","<Null>","<Null>","MACDONALD HOUSE",84412219,1,"<Null>","<Null>","osgb1000002142075731",9,"osgb4000000003546266",1,"osgb1000000293727612",2,"BROOM PARK","<Null>","BROOM PARK","<Null>","<Null>","<Null>","ULLAPOOL","HIGHLAND","ULLAPOOL","IV26 2XH","IV26 2XH","S","S","<Null>","2015-02-23","IV26","IV26 2",6,8,"osgb1000000293727612",74.449647999999996,"Building",10021,"osgb1000000293727612","<Null>","<Null>","<Null>",1.4,52.114753999999998,2,6526.0683449999997,2]
[6,584,"Point",130126581,28383549,"I","<Null>","<Null>","RD",130126577,213050,894504,1,9068,"2007-04-04","<Null>","2007-11-16","2007-04-04","<Null>","<Null>","<Null>","<Null>","4 URQUHART HOUSE","<Null>",4,"<Null>","<Null>","<Null>","<Null>","<Null>","<Null>","<Null>","<Null>","URQUHART HOUSE",84412219,1,"<Null>","<Null>","osgb1000002142075732",8,"osgb4000000003526825",5,"osgb1000000293727590",2,"BROOM PARK","<Null>","BROOM PARK","<Null>","<Null>","<Null>","ULLAPOOL","HIGHLAND","ULLAPOOL","IV26 2XU","IV26 2XU","S","S","<Null>","2015-02-23","IV26","IV26 2",6,8,"osgb1000000293727590",75.398256000000003,"Building",10021,"osgb1000000293727590","<Null>","<Null>","<Null>",1.4,52.778779,2,6526.0683449999997,2]
[6,586,"Point",130126585,28383559,"I","<Null>","<Null>","RD",130126576,213089,894462,1,9068,"2007-04-04","<Null>","2011-06-03","2007-04-04","<Null>","<Null>","<Null>","<Null>","4 MACDONALD HOUSE","<Null>",4,"<Null>","<Null>","<Null>","<Null>","<Null>","<Null>","<Null>","<Null>","MACDONALD HOUSE",84412219,1,"<Null>","<Null>","osgb1000002142075728",9,"osgb4000000003546266",1,"osgb1000000293727613",2,"BROOM PARK","<Null>","BROOM PARK","<Null>","<Null>","<Null>","ULLAPOOL","HIGHLAND","ULLAPOOL","IV26 2XH","IV26 2XH","S","S","<Null>","2015-02-23","IV26","IV26 2",6,8,"osgb1000000293727613",75.792928000000003,"Building",10021,"osgb1000000293727613","<Null>","<Null>","<Null>",1.4,53.055050000000001,2,6526.0683449999997,2]
[7,169,"Point",130009394,11817786,"I","<Null>","<Null>","RD","<Null>",212611,894244,1,9068,"2005-07-21","<Null>","2005-07-21","2005-07-21","<Null>","<Null>","<Null>","<Null>","<Null>","<Null>","<Null>","<Null>","<Null>","<Null>","<Null>",13,"<Null>","<Null>","<Null>","<Null>",84405638,1,"<Null>","<Null>","osgb1000002142002460",10,"osgb4000000003522834",5,"osgb1000038779860",4,"ST VALERY PLACE","<Null>","ST. VALERY PLACE","<Null>","<Null>","<Null>","ULLAPOOL","HIGHLAND","ULLAPOOL","IV26 2TD","IV26 2TD","S","S","<Null>","2015-02-23","IV26","IV26 2",6,8,"osgb1000038779860",62.963984000000004,"Building",10021,"osgb1000038779860","<Null>","<Null>","<Null>",1.4,88.149578000000005,1,6444.7868509999998,2]
[7,191,"Point",130009417,11817817,"I","<Null>","<Null>","RD","<Null>",212467,894257,1,9068,"2005-07-21","<Null>","2005-07-21","2005-07-21","<Null>","<Null>","<Null>","<Null>","<Null>","<Null>","<Null>","<Null>","<Null>","<Null>","<Null>",41,"<Null>","<Null>","<Null>","<Null>",84405638,1,"<Null>","<Null>","osgb1000002142002375",10,"osgb4000000003518224",6,"osgb1000038779822",4,"ST VALERY PLACE","<Null>","ST. VALERY PLACE","<Null>","<Null>","<Null>","ULLAPOOL","HIGHLAND","ULLAPOOL","IV26 2TD","IV26 2TD","S","S","<Null>","2015-02-23","IV26","IV26 2",6,8,"osgb1000038779822",69.758880000000005,"Building",10021,"osgb1000038779822","<Null>","<Null>","<Null>",1.4,97.662431999999995,1,6444.7868509999998,2]
[7,220,"Point",130009379,11817815,"I","<Null>","<Null>","RD","<Null>",212636,894314,1,9068,"2005-07-21","<Null>","2005-07-21","2005-07-21","<Null>","<Null>","<Null>","<Null>","<Null>","<Null>","<Null>","<Null>","<Null>","<Null>","<Null>",4,"<Null>","<Null>","<Null>","<Null>",84405638,1,"<Null>","<Null>","osgb1000002142002450",10,"osgb4000000003522834",5,"osgb1000038779754",4,"ST VALERY PLACE","<Null>","ST. VALERY PLACE","<Null>","<Null>","<Null>","ULLAPOOL","HIGHLAND","ULLAPOOL","IV26 2TD","IV26 2TD","S","S","<Null>","2015-02-23","IV26","IV26 2",6,8,"osgb1000038779754",59.9,"Building",10021,"osgb1000038779754","<Null>","<Null>","<Null>",1.4,83.86,1,6444.7868509999998,2]
[7,263,"Point",130009426,11817793,"I","<Null>","<Null>","RD","<Null>",212643,894318,1,9068,"2005-07-21","<Null>","2005-07-21","2005-07-21","<Null>","<Null>","<Null>","<Null>","<Null>","<Null>","<Null>","<Null>","<Null>","<Null>","<Null>",2,"<Null>","<Null>","<Null>","<Null>",84405638,1,"<Null>","<Null>","osgb1000002142002466",10,"osgb4000000003522834",5,"osgb1000038779755",4,"ST VALERY PLACE","<Null>","ST. VALERY PLACE","<Null>","<Null>","<Null>","ULLAPOOL","HIGHLAND","ULLAPOOL","IV26 2TD","IV26 2TD","S","S","<Null>","2015-02-23","IV26","IV26 2",6,8,"osgb1000038779755",64.63,"Building",10021,"osgb1000038779755","<Null>","<Null>","<Null>",1.4,90.481999999999999,1,6444.7868509999998,2]
[7,275,"Point",130009397,11817819,"I","<Null>","<Null>","RD","<Null>",212465,894265,1,9068,"2005-07-21","<Null>","2005-07-21","2005-07-21","<Null>","<Null>","<Null>","<Null>","<Null>","<Null>","<Null>","<Null>","<Null>","<Null>","<Null>",43,"<Null>","<Null>","<Null>","<Null>",84405638,1,"<Null>","<Null>","osgb1000002142002374",10,"osgb4000000003518224",6,"osgb1000038779821",4,"ST VALERY PLACE","<Null>","ST. VALERY PLACE","<Null>","<Null>","<Null>","ULLAPOOL","HIGHLAND","ULLAPOOL","IV26 2TD","IV26 2TD","S","S","<Null>","2015-02-23","IV26","IV26 2",6,8,"osgb1000038779821",62.403391999999997,"Building",10021,"osgb1000038779821","<Null>","<Null>","<Null>",1.4,87.364749000000003,1,6444.7868509999998,2]
[1,401,"Point",130064549,11818371,"I","<Null>","<Null>","RD",130083764,212717,894149,1,9068,"2005-07-21","<Null>","2005-07-21","2005-07-21","<Null>","<Null>","<Null>","<Null>","LATHERON BUILDINGS",7,7,"<Null>","<Null>","<Null>","<Null>","<Null>","<Null>","<Null>","<Null>","LATHERON BUILDINGS",84403839,1,"<Null>","<Null>","osgb1000002142002544",13,"osgb4000000003522829",5,"osgb1000038780014",5,"QUAY STREET","<Null>","QUAY STREET","<Null>","<Null>","<Null>","ULLAPOOL","HIGHLAND","ULLAPOOL","IV26 2XA","IV26 2XA","S","S","<Null>","2015-02-23","IV26","IV26 2",6,8,"osgb1000038780014",225.23499200000001,"Building",10021,"osgb1000038780014","<Null>","<Null>","<Null>",1.4,78.832246999999995,4,6434.1518889999998,2]
[2,342,"Point",130081488,"<Null>","I","<Null>","<Null>","RD","<Null>",213046,894075,1,9068,"2005-07-21","<Null>","2005-07-21","2005-07-21","<Null>","<Null>","<Null>","<Null>","<Null>","<Null>","<Null>","<Null>","<Null>","<Null>","<Null>",18,"<Null>","<Null>","<Null>","ARGYLE HOTEL",84405494,1,"<Null>","<Null>","<Null>","<Null>","<Null>","<Null>","<Null>","<Null>","ARGYLE STREET","<Null>","<Null>","<Null>","<Null>","<Null>","ULLAPOOL","HIGHLAND","<Null>","<Null>","IV26 2UB","<Null>","S","<Null>","<Null>","IV26","IV26 2",6,8,"<Null>","<Null>","<Null>","<Null>","<Null>","<Null>","<Null>","<Null>",1.4,"<Null>",1,6434.1518889999998,2]
[2,348,"Point",130096838,"<Null>","I",2,"2012-03-14","RD","<Null>",213094,894059,1,9068,"2005-12-21","<Null>","2012-03-14","2005-12-21","<Null>","<Null>","<Null>","<Null>","<Null>","<Null>","<Null>","<Null>","<Null>","<Null>","<Null>","<Null>","<Null>","<Null>","<Null>","RESIDENTIAL ACCOMMODATION BRAE GUEST HOUSE",84403832,1,"<Null>","Y","<Null>","<Null>","<Null>","<Null>","<Null>","<Null>","MILL STREET","<Null>","<Null>","<Null>","<Null>","<Null>","ULLAPOOL","HIGHLAND","<Null>","<Null>","IV26 2UJ","<Null>","S","<Null>","<Null>","IV26","IV26 2",6,8,"<Null>","<Null>","<Null>","<Null>","<Null>","<Null>","<Null>","<Null>",1.4,"<Null>",1,6434.1518889999998,2]
[2,392,"Point",130107966,11818118,"I","<Null>","<Null>","RD","<Null>",212758,894028,1,9068,"2006-03-21","<Null>","2006-03-21","2006-03-21","CALEDONIAN HOTEL","<Null>","<Null>","<Null>","<Null>","<Null>","<Null>","<Null>","<Null>","<Null>","<Null>","<Null>","<Null>","<Null>","<Null>","CALEDONIAN HOTEL",84403839,1,"<Null>","<Null>","osgb1000002142002756",14,"osgb4000000003522828",5,"osgb1000038780095",4,"QUAY STREET","<Null>","QUAY STREET","<Null>","<Null>","<Null>","ULLAPOOL","HIGHLAND","ULLAPOOL","IV26 2UG","IV26 2UG","L","S","<Null>","2015-02-23","IV26","IV26 2",6,8,"osgb1000038780095",1707.9499679999999,"Building",10021,"osgb1000038780095","<Null>","<Null>","<Null>",1.4,2391.1299549999999,1,6434.1518889999998,2]
[6,608,"Point",130064543,11818159,"I",2,"2011-06-03","RD","<Null>",213089,894383,1,9068,"2005-07-21","<Null>","2011-06-03","2005-07-21","HIGHLAND STONEWARE LTD","<Null>","<Null>","<Null>","UNIT 1","<Null>","<Null>","<Null>","<Null>","<Null>","<Null>","<Null>","<Null>","<Null>","<Null>","UNIT 1",84403832,1,"<Null>","<Null>","osgb1000002142002897",12,"osgb4000000003543559",5,"osgb1000038780409",4,"MILL STREET","<Null>","MILL STREET","<Null>","<Null>","<Null>","ULLAPOOL","HIGHLAND","ULLAPOOL","IV26 2UN","IV26 2UN","S","S","<Null>","2015-02-23","IV26","IV26 2",6,8,"osgb1000038780409",190.12,"Building",10021,"osgb1000038780409","<Null>","<Null>","<Null>",1.4,266.16800000000001,1,6434.1518889999998,2]
[8,349,"Point",130096813,"<Null>","I","<Null>","<Null>","RD",130098896,212615,893987,1,9068,"2005-12-21","<Null>","2005-12-21","2005-12-21","<Null>","<Null>","<Null>","<Null>","<Null>","<Null>","<Null>","<Null>","<Null>","<Null>","RESIDENTIAL ACCOMODATION",12,"<Null>",14,"<Null>","THE CEILIDH PLACE",84405493,1,"<Null>","<Null>","<Null>","<Null>","<Null>","<Null>","<Null>","<Null>","WEST ARGYLE STREET","<Null>","<Null>","<Null>","<Null>","<Null>","ULLAPOOL","HIGHLAND","<Null>","<Null>","IV26 2TY","<Null>","C","<Null>","<Null>","IV26","IV26 2",6,8,"<Null>","<Null>","<Null>","<Null>","<Null>","<Null>","<Null>","<Null>",1.4,"<Null>",1,6434.1518889999998,2]
[6,619,"Point",130064527,11818443,"I","<Null>","<Null>","RD","<Null>",213043,894566,1,9068,"2005-07-21","<Null>","2005-07-21","2005-07-21","<Null>","<Null>","<Null>","<Null>","<Null>","<Null>","<Null>","<Null>","<Null>","<Null>","<Null>",1,"<Null>","<Null>","<Null>","<Null>",84412219,1,"<Null>","<Null>","osgb1000002142002874",13,"osgb4000000003535164",5,"osgb1000038780472",6,"BROOM PARK","<Null>","BROOM PARK","<Null>","<Null>","<Null>","ULLAPOOL","HIGHLAND","ULLAPOOL","IV26 2XJ","IV26 2XJ","S","S","<Null>","2015-02-23","IV26","IV26 2",6,8,"osgb1000038780472",48.229807999999998,"Building",10021,"osgb1000038780472","<Null>","<Null>","<Null>",1.4,67.521731000000003,1,6400.6022730000004,4]
[4,170,"Point",130009692,11818347,"I","<Null>","<Null>","RD","<Null>",212921,894422,1,9068,"2005-07-21","<Null>","2005-07-21","2005-07-21","<Null>","<Null>","<Null>","<Null>","<Null>","<Null>","<Null>","<Null>","<Null>","<Null>","<Null>",16,"<Null>","<Null>","<Null>","<Null>",84403825,1,"<Null>","<Null>","osgb1000002142002484",9,"osgb4000000003529246",5,"osgb1000038779683",4,"FRASER COURT","<Null>","FRASER COURT","<Null>","<Null>","<Null>","ULLAPOOL","HIGHLAND","ULLAPOOL","IV26 2UZ","IV26 2UZ","S","S","<Null>","2015-02-23","IV26","IV26 2",6,8,"osgb1000038779683",62.22,"Building",10021,"osgb1000038779683","<Null>","<Null>","<Null>",1.4,87.108000000000004,1,6240.4436560000004,2]
[4,258,"Point",130009697,11818354,"I","<Null>","<Null>","RD","<Null>",212900,894388,1,9068,"2005-07-21","<Null>","2005-07-21","2005-07-21","<Null>","<Null>","<Null>","<Null>","<Null>","<Null>","<Null>","<Null>","<Null>","<Null>","<Null>",3,"<Null>","<Null>","<Null>","<Null>",84403825,1,"<Null>","<Null>","osgb1000002142002492",9,"osgb4000000003522844",6,"osgb1000038779720",4,"FRASER COURT","<Null>","FRASER COURT","<Null>","<Null>","<Null>","ULLAPOOL","HIGHLAND","ULLAPOOL","IV26 2UZ","IV26 2UZ","S","S","<Null>","2015-02-23","IV26","IV26 2",6,8,"osgb1000038779720",67.715007999999997,"Building",10021,"osgb1000038779720","<Null>","<Null>","<Null>",1.4,94.801011000000003,1,6240.4436560000004,2]
[7,229,"Point",130009395,11817788,"I","<Null>","<Null>","RD","<Null>",212603,894242,1,9068,"2005-07-21","<Null>","2005-07-21","2005-07-21","<Null>","<Null>","<Null>","<Null>","<Null>","<Null>","<Null>","<Null>","<Null>","<Null>","<Null>",15,"<Null>","<Null>","<Null>","<Null>",84405638,1,"<Null>","<Null>","osgb1000002142002459",10,"osgb4000000003522834",5,"osgb1000038779859",4,"ST VALERY PLACE","<Null>","ST. VALERY PLACE","<Null>","<Null>","<Null>","ULLAPOOL","HIGHLAND","ULLAPOOL","IV26 2TD","IV26 2TD","S","S","<Null>","2015-02-23","IV26","IV26 2",6,8,"osgb1000038779859",57.030512000000002,"Building",10021,"osgb1000038779859","<Null>","<Null>","<Null>",1.4,79.842716999999993,1,6216.490194,4]
[1,199,"Point",130009626,11818295,"I","<Null>","<Null>","RD","<Null>",212877,894173,1,9068,"2005-07-21","<Null>","2005-07-21","2005-07-21","<Null>","<Null>","<Null>","<Null>","<Null>","<Null>","<Null>","<Null>","<Null>","<Null>","<Null>",6,"<Null>","<Null>","<Null>","<Null>",84403830,1,"<Null>","<Null>","osgb1000002142002595",9,"osgb4000000003522835",5,"osgb1000038779973",4,"LADYSMITH STREET","<Null>","LADYSMITH STREET","<Null>","<Null>","<Null>","ULLAPOOL","HIGHLAND","ULLAPOOL","IV26 2UW","IV26 2UW","S","S","<Null>","2015-02-23","IV26","IV26 2",6,8,"osgb1000038779973",49.579984000000003,"Building",10021,"osgb1000038779973","<Null>","<Null>","<Null>",1.4,69.411978000000005,1,6214.6158919999998,2]
[1,227,"Point",130009722,11818421,"I","<Null>","<Null>","RD","<Null>",212873,894171,1,9068,"2005-07-21","<Null>","2005-07-21","2005-07-21","<Null>","<Null>","<Null>","<Null>","<Null>","<Null>","<Null>","<Null>","<Null>","<Null>","<Null>",28,"<Null>","<Null>","<Null>","<Null>",84403831,1,"<Null>","<Null>","osgb1000002142002596",13,"osgb4000000003551214",4,"osgb1000038779974",5,"MARKET STREET","<Null>","MARKET STREET","<Null>","<Null>","<Null>","ULLAPOOL","HIGHLAND","ULLAPOOL","IV26 2XE","IV26 2XE","S","S","<Null>","2015-02-23","IV26","IV26 2",6,8,"osgb1000038779974",48.954991999999997,"Building",10021,"osgb1000038779974","<Null>","<Null>","<Null>",1.4,68.536989000000005,1,6214.6158919999998,2]
[1,332,"Point",130081500,11818115,"I","<Null>","<Null>","RD","<Null>",212686,894267,1,9068,"2005-07-21","<Null>","2005-07-21","2005-07-21","<Null>","<Null>","<Null>","<Null>","<Null>","<Null>","<Null>","<Null>","<Null>","<Null>","<Null>",7,"<Null>","<Null>","<Null>","<Null>",84403839,1,"<Null>","<Null>","osgb1000002142002476",12,"osgb4000000003522827",9,"osgb1000038779885",4,"QUAY STREET","<Null>","QUAY STREET","<Null>","<Null>","<Null>","ULLAPOOL","HIGHLAND","ULLAPOOL","IV26 2UE","IV26 2UE","S","S","<Null>","2015-02-23","IV26","IV26 2",6,8,"osgb1000038779885",53.774991999999997,"Building",10021,"osgb1000038779885","<Null>","<Null>","<Null>",1.4,75.284988999999996,1,6214.6158919999998,2]
[1,335,"Point",130081502,11818117,"I","<Null>","<Null>","RD","<Null>",212680,894286,1,9068,"2005-07-21","<Null>","2005-07-21","2005-07-21","<Null>","<Null>","<Null>","<Null>","<Null>","<Null>","<Null>","<Null>","<Null>","<Null>","<Null>",9,"<Null>","<Null>","<Null>","<Null>",84403839,1,"<Null>","<Null>","osgb1000002142002478",10,"osgb4000000003522834",5,"osgb1000038779887",4,"QUAY STREET","<Null>","QUAY STREET","<Null>","<Null>","<Null>","ULLAPOOL","HIGHLAND","ULLAPOOL","IV26 2UE","IV26 2UE","S","S","<Null>","2015-02-23","IV26","IV26 2",6,8,"osgb1000038779887",56.339984000000001,"Building",10021,"osgb1000038779887","<Null>","<Null>","<Null>",1.4,78.875978000000003,1,6214.6158919999998,2]
[1,339,"Point",130081499,11818114,"I","<Null>","<Null>","RD","<Null>",212689,894260,1,9068,"2005-07-21","<Null>","2005-07-21","2005-07-21","<Null>","<Null>","<Null>","<Null>","<Null>","<Null>","<Null>","<Null>","<Null>","<Null>","<Null>",6,"<Null>","<Null>","<Null>","<Null>",84403839,1,"<Null>","<Null>","osgb1000002142002475",12,"osgb4000000003522827",9,"osgb1000038779884",4,"QUAY STREET","<Null>","QUAY STREET","<Null>","<Null>","<Null>","ULLAPOOL","HIGHLAND","ULLAPOOL","IV26 2UE","IV26 2UE","S","S","<Null>","2015-02-23","IV26","IV26 2",6,8,"osgb1000038779884",51.75,"Building",10021,"osgb1000038779884","<Null>","<Null>","<Null>",1.4,72.45,1,6214.6158919999998,2]
[1,340,"Point",130081504,11818112,"I","<Null>","<Null>","RD","<Null>",212694,894242,1,9068,"2005-07-21","<Null>","2005-07-21","2005-07-21","<Null>","<Null>","<Null>","<Null>","<Null>","<Null>","<Null>","<Null>","<Null>","<Null>","<Null>",4,"<Null>","<Null>","<Null>","<Null>",84403839,1,"<Null>","<Null>","osgb1000002142002473",12,"osgb4000000003522827",9,"osgb1000038779882",4,"QUAY STREET","<Null>","QUAY STREET","<Null>","<Null>","<Null>","ULLAPOOL","HIGHLAND","ULLAPOOL","IV26 2UE","IV26 2UE","S","S","<Null>","2015-02-23","IV26","IV26 2",6,8,"osgb1000038779882",54.66,"Building",10021,"osgb1000038779882","<Null>","<Null>","<Null>",1.4,76.524000000000001,1,6214.6158919999998,2]
[1,357,"Point",130081505,11818113,"I","<Null>","<Null>","RD","<Null>",212692,894250,1,9068,"2005-07-21","<Null>","2005-07-21","2005-07-21","<Null>","<Null>","<Null>","<Null>","<Null>","<Null>","<Null>","<Null>","<Null>","<Null>","<Null>",5,"<Null>","<Null>","<Null>","<Null>",84403839,1,"<Null>","<Null>","osgb1000002142002474",12,"osgb4000000003522827",9,"osgb1000038779883",4,"QUAY STREET","<Null>","QUAY STREET","<Null>","<Null>","<Null>","ULLAPOOL","HIGHLAND","ULLAPOOL","IV26 2UE","IV26 2UE","S","S","<Null>","2015-02-23","IV26","IV26 2",6,8,"osgb1000038779883",53.304991999999999,"Building",10021,"osgb1000038779883","<Null>","<Null>","<Null>",1.4,74.626988999999995,1,6214.6158919999998,2]
[1,358,"Point",130081501,11818116,"I","<Null>","<Null>","RD","<Null>",212682,894279,1,9068,"2005-07-21","<Null>","2005-07-21","2005-07-21","<Null>","<Null>","<Null>","<Null>","<Null>","<Null>","<Null>","<Null>","<Null>","<Null>","<Null>",8,"<Null>","<Null>","<Null>","<Null>",84403839,1,"<Null>","<Null>","osgb1000002142002477",12,"osgb4000000003522827",9,"osgb1000038779886",4,"QUAY STREET","<Null>","QUAY STREET","<Null>","<Null>","<Null>","ULLAPOOL","HIGHLAND","ULLAPOOL","IV26 2UE","IV26 2UE","S","S","<Null>","2015-02-23","IV26","IV26 2",6,8,"osgb1000038779886",50.385007999999999,"Building",10021,"osgb1000038779886","<Null>","<Null>","<Null>",1.4,70.539011000000002,1,6214.6158919999998,2]
[1,384,"Point",130116929,11818110,"I",2,"2011-09-16","RD","<Null>",212704,894212,1,9068,"2006-09-27","<Null>","2011-09-16","2006-09-27","<Null>","<Null>","<Null>","<Null>","<Null>","<Null>","<Null>","<Null>","<Null>","<Null>","<Null>",2,"<Null>","<Null>","<Null>","AR-CHALA",84403839,1,"<Null>","Y","osgb1000002142002539",14,"osgb4000000003552276",2,"osgb1000038779879",4,"QUAY STREET","<Null>","QUAY STREET","<Null>","<Null>","<Null>","ULLAPOOL","HIGHLAND","ULLAPOOL","IV26 2UE","IV26 2UE","S","S","<Null>","2015-02-23","IV26","IV26 2",6,8,"osgb1000038779879",53.944000000000003,"Building",10021,"osgb1000038779879","<Null>","<Null>","<Null>",1.4,75.521600000000007,1,6214.6158919999998,2]
[6,636,"Point",130064517,11818477,"I","<Null>","<Null>","RD","<Null>",213018,894503,1,9068,"2005-07-21","<Null>","2005-07-21","2005-07-21","<Null>","<Null>","<Null>","<Null>","<Null>","<Null>","<Null>","<Null>","<Null>","<Null>","<Null>",1,"<Null>","<Null>","<Null>","<Null>",84409185,1,"<Null>","<Null>","osgb1000002142002886",10,"osgb4000000003526825",5,"osgb1000038780432",5,"BROOM COURT","BROOM COURT","NORTH ROAD","<Null>","<Null>","<Null>","ULLAPOOL","HIGHLAND","ULLAPOOL","IV26 2XP","IV26 2XP","S","S","<Null>","2015-02-23","IV26","IV26 2",6,8,"osgb1000038780432",57.83,"Building",10021,"osgb1000038780432","<Null>","<Null>","<Null>",1.4,80.962000000000003,1,6158.4025220000003,2]
[5,517,"Point",130064391,11818041,"I","<Null>","<Null>","RD","<Null>",212684,894897,1,9068,"2005-07-21","<Null>","2005-07-21","2005-07-21","<Null>","<Null>","<Null>","<Null>","<Null>","<Null>","<Null>","<Null>","<Null>","<Null>","<Null>",30,"<Null>","<Null>","<Null>","<Null>",84414615,1,"<Null>","<Null>","osgb1000002142002684",9,"osgb4000000003518244",5,"osgb1000038780160",4,"KANACHRINE PLACE","<Null>","KANACHRINE PLACE","<Null>","<Null>","<Null>","ULLAPOOL","HIGHLAND","ULLAPOOL","IV26 2TX","IV26 2TX","S","S","<Null>","2015-02-23","IV26","IV26 2",6,8,"osgb1000038780160",63.395007999999997,"Building",10021,"osgb1000038780160","<Null>","<Null>","<Null>",1.4,44.376505999999999,2,6066.4860669999998,2]
[5,600,"Point",130064388,11818038,"I","<Null>","<Null>","RD","<Null>",212688,894902,1,9068,"2005-07-21","<Null>","2005-07-21","2005-07-21","<Null>","<Null>","<Null>","<Null>","<Null>","<Null>","<Null>","<Null>","<Null>","<Null>","<Null>",26,"<Null>","<Null>","<Null>","<Null>",84414615,1,"<Null>","<Null>","osgb1000002142002673",9,"osgb4000000003518244",5,"osgb1000038779517",4,"KANACHRINE PLACE","<Null>","KANACHRINE PLACE","<Null>","<Null>","<Null>","ULLAPOOL","HIGHLAND","ULLAPOOL","IV26 2TX","IV26 2TX","S","S","<Null>","2015-02-23","IV26","IV26 2",6,8,"osgb1000038779517",63.104992000000003,"Building",10021,"osgb1000038779517","<Null>","<Null>","<Null>",1.4,44.173493999999998,2,6066.4860669999998,2]
[5,602,"Point",130064390,11818039,"I","<Null>","<Null>","RD","<Null>",212688,894902,1,9068,"2005-07-21","<Null>","2005-07-21","2005-07-21","<Null>","<Null>","<Null>","<Null>","<Null>","<Null>","<Null>","<Null>","<Null>","<Null>","<Null>",28,"<Null>","<Null>","<Null>","<Null>",84414615,1,"<Null>","<Null>","osgb1000002142002674",9,"osgb4000000003518244",5,"osgb1000038779517",4,"KANACHRINE PLACE","<Null>","KANACHRINE PLACE","<Null>","<Null>","<Null>","ULLAPOOL","HIGHLAND","ULLAPOOL","IV26 2TX","IV26 2TX","S","S","<Null>","2015-02-23","IV26","IV26 2",6,8,"osgb1000038779517",63.104992000000003,"Building",10021,"osgb1000038779517","<Null>","<Null>","<Null>",1.4,44.173493999999998,2,6066.4860669999998,2]
[5,604,"Point",130064392,11818042,"I","<Null>","<Null>","RD","<Null>",212684,894897,1,9068,"2005-07-21","<Null>","2005-07-21","2005-07-21","<Null>","<Null>","<Null>","<Null>","<Null>","<Null>","<Null>","<Null>","<Null>","<Null>","<Null>",32,"<Null>","<Null>","<Null>","<Null>",84414615,1,"<Null>","<Null>","osgb1000002142002685",9,"osgb4000000003518244",5,"osgb1000038780160",4,"KANACHRINE PLACE","<Null>","KANACHRINE PLACE","<Null>","<Null>","<Null>","ULLAPOOL","HIGHLAND","ULLAPOOL","IV26 2TX","IV26 2TX","S","S","<Null>","2015-02-23","IV26","IV26 2",6,8,"osgb1000038780160",63.395007999999997,"Building",10021,"osgb1000038780160","<Null>","<Null>","<Null>",1.4,44.376505999999999,2,6066.4860669999998,2]
[5,605,"Point",130064393,11818043,"I","<Null>","<Null>","RD","<Null>",212676,894890,1,9068,"2005-07-21","<Null>","2005-07-21","2005-07-21","<Null>","<Null>","<Null>","<Null>","<Null>","<Null>","<Null>","<Null>","<Null>","<Null>","<Null>",34,"<Null>","<Null>","<Null>","<Null>",84414615,1,"<Null>","<Null>","osgb1000002142002686",9,"osgb4000000003518244",5,"osgb1000038780161",4,"KANACHRINE PLACE","<Null>","KANACHRINE PLACE","<Null>","<Null>","<Null>","ULLAPOOL","HIGHLAND","ULLAPOOL","IV26 2TX","IV26 2TX","S","S","<Null>","2015-02-23","IV26","IV26 2",6,8,"osgb1000038780161",58.309984,"Building",10021,"osgb1000038780161","<Null>","<Null>","<Null>",1.4,40.816989,2,6066.4860669999998,2]
[5,606,"Point",130064394,11818044,"I","<Null>","<Null>","RD","<Null>",212676,894890,1,9068,"2005-07-21","<Null>","2005-07-21","2005-07-21","<Null>","<Null>","<Null>","<Null>","<Null>","<Null>","<Null>","<Null>","<Null>","<Null>","<Null>",36,"<Null>","<Null>","<Null>","<Null>",84414615,1,"<Null>","<Null>","osgb1000002142002687",9,"osgb4000000003518244",5,"osgb1000038780161",4,"KANACHRINE PLACE","<Null>","KANACHRINE PLACE","<Null>","<Null>","<Null>","ULLAPOOL","HIGHLAND","ULLAPOOL","IV26 2TX","IV26 2TX","S","S","<Null>","2015-02-23","IV26","IV26 2",6,8,"osgb1000038780161",58.309984,"Building",10021,"osgb1000038780161","<Null>","<Null>","<Null>",1.4,40.816989,2,6066.4860669999998,2]
[6,623,"Point",130064525,11818486,"I","<Null>","<Null>","RD","<Null>",213010,894531,1,9068,"2005-07-21","<Null>","2005-07-21","2005-07-21","<Null>","<Null>","<Null>","<Null>","<Null>","<Null>","<Null>","<Null>","<Null>","<Null>","<Null>",9,"<Null>","<Null>","<Null>","<Null>",84409185,1,"<Null>","<Null>","osgb1000002142002871",10,"osgb4000000003526825",5,"osgb1000038780428",4,"BROOM COURT","BROOM COURT","NORTH ROAD","<Null>","<Null>","<Null>","ULLAPOOL","HIGHLAND","ULLAPOOL","IV26 2XP","IV26 2XP","S","S","<Null>","2015-02-23","IV26","IV26 2",6,8,"osgb1000038780428",141.17502400000001,"Building",10021,"osgb1000038780428","<Null>","<Null>","<Null>",1.4,49.411257999999997,4,6066.4860669999998,2]
[6,634,"Point",130064522,11818483,"I","<Null>","<Null>","RD","<Null>",213010,894521,1,9068,"2005-07-21","<Null>","2005-07-21","2005-07-21","<Null>","<Null>","<Null>","<Null>","<Null>","<Null>","<Null>","<Null>","<Null>","<Null>","<Null>",6,"<Null>","<Null>","<Null>","<Null>",84409185,1,"<Null>","<Null>","osgb1000002142002881",10,"osgb4000000003526825",5,"osgb1000038780430",5,"BROOM COURT","BROOM COURT","NORTH ROAD","<Null>","<Null>","<Null>","ULLAPOOL","HIGHLAND","ULLAPOOL","IV26 2XP","IV26 2XP","S","S","<Null>","2015-02-23","IV26","IV26 2",6,8,"osgb1000038780430",60.04,"Building",10021,"osgb1000038780430","<Null>","<Null>","<Null>",1.4,84.055999999999997,1,6066.4860669999998,2]
[7,390,"Point",130107968,"<Null>","I","<Null>","<Null>","RD","<Null>",212647,894349,1,9068,"2006-03-21","<Null>","2006-03-21","2006-03-21","<Null>","<Null>","<Null>","<Null>","<Null>","<Null>","<Null>","<Null>","<Null>","<Null>","<Null>","<Null>","<Null>","<Null>","<Null>","RIVERSIDE HOUSE",84403839,1,"<Null>","<Null>","<Null>","<Null>","<Null>","<Null>","<Null>","<Null>","QUAY STREET","<Null>","<Null>","<Null>","<Null>","<Null>","ULLAPOOL","HIGHLAND","<Null>","<Null>","IV26 2UE","<Null>","S","<Null>","<Null>","IV26","IV26 2",6,8,"<Null>","<Null>","<Null>","<Null>","<Null>","<Null>","<Null>","<Null>",1.4,"<Null>",1,6066.4860669999998,2]
[7,143,"Point",130009386,11817791,"I","<Null>","<Null>","RD","<Null>",212585,894322,1,9068,"2005-07-21","<Null>","2005-07-21","2005-07-21","<Null>","<Null>","<Null>","<Null>","<Null>","<Null>","<Null>","<Null>","<Null>","<Null>","<Null>",18,"<Null>","<Null>","<Null>","<Null>",84405638,1,"<Null>","<Null>","osgb1000002142002452",10,"osgb4000000003522823",5,"osgb1000038779761",4,"ST VALERY PLACE","<Null>","ST. VALERY PLACE","<Null>","<Null>","<Null>","ULLAPOOL","HIGHLAND","ULLAPOOL","IV26 2TD","IV26 2TD","S","S","<Null>","2015-02-23","IV26","IV26 2",6,8,"osgb1000038779761",60.235008000000001,"Building",10021,"osgb1000038779761","<Null>","<Null>","<Null>",1.4,84.329010999999994,1,6015.1773329999996,4]
[8,383,"Point",130164212,52676102,"I",2,"2012-02-07","RD","<Null>",212602,894020,1,9068,"2012-02-07","<Null>","2012-02-07","2012-02-07","<Null>","<Null>","<Null>","<Null>","15A","<Null>","<Null>","<Null>","<Null>","<Null>","<Null>",15,"A","<Null>","<Null>","THE CHALET",84403844,1,"<Null>","Y","osgb5000005102149896",2,"osgb4000000003518229",5,"osgb1000038780072",4,"SEAFORTH ROAD","<Null>","SEAFORTH ROAD","<Null>","<Null>","<Null>","ULLAPOOL","HIGHLAND","ULLAPOOL","IV26 2UY","IV26 2UY","S","S","<Null>","2015-02-23","IV26","IV26 2",6,8,"osgb1000038780072",54.200512000000003,"Building",10021,"osgb1000038780072","<Null>","<Null>","<Null>",1.4,37.940358000000003,2,5970.1167130000003,1]
[7,407,"Point",130167692,53131769,"I",2,"2013-06-04","RD04","<Null>",212397,894352,1,9068,"2013-06-04","<Null>","2013-06-04","2013-06-04","<Null>","<Null>","<Null>","<Null>","<Null>","<Null>","<Null>","<Null>","<Null>","<Null>","<Null>",26,"<Null>","<Null>","<Null>","<Null>",84403850,1,"<Null>","Y","osgb5000005110216124",2,"osgb4000000003514720",9,"osgb1000038779799",4,"WEST TERRACE","<Null>","WEST TERRACE","<Null>","<Null>","<Null>","ULLAPOOL","HIGHLAND","ULLAPOOL","IV26 2UU","IV26 2UU","S","S","<Null>","2015-02-23","IV26","IV26 2",6,8,"osgb1000038779799",121.314992,"Building",10021,"osgb1000038779799","<Null>","<Null>","<Null>",1.4,84.920494000000005,2,5837.8343880000002,2]
[3,542,"Point",130119533,11818560,"I","<Null>","<Null>","RD",130119531,213174,894184,2,9068,"2006-12-11","<Null>","2006-12-11","2006-12-11","<Null>","<Null>","<Null>","<Null>","FRASER HOUSE","FLAT 2","<Null>","<Null>","<Null>","<Null>","FLAT 2","<Null>","<Null>","<Null>","<Null>","FRASER HOUSE",84409186,1,"<Null>","<Null>","osgb1000002142002847",11,"osgb4000000003518227",6,"osgb1000038780436",4,"ROYAL PARK","ROYAL PARK","MILL STREET","<Null>","<Null>","<Null>","ULLAPOOL","HIGHLAND","ULLAPOOL","IV26 2XT","IV26 2XT","S","S","<Null>","2015-02-23","IV26","IV26 2",6,8,"osgb1000038780436",145.94999999999999,"Building",10021,"osgb1000038780436","<Null>","<Null>","<Null>",1.4,51.082500000000003,4,5790.7367000000004,2]
[3,543,"Point",130119538,11818555,"I","<Null>","<Null>","RD",130119537,213247,894208,1,9068,"2006-12-11","<Null>","2006-12-11","2006-12-11","<Null>","<Null>","<Null>","<Null>","MACKENZIE HOUSE","FLAT 1","<Null>","<Null>","<Null>","<Null>","FLAT 1","<Null>","<Null>","<Null>","<Null>","MACKENZIE HOUSE",84409186,1,"<Null>","<Null>","osgb1000002142002859",11,"osgb4000000003526805",6,"osgb1000038780443",5,"ROYAL PARK","ROYAL PARK","MILL STREET","<Null>","<Null>","<Null>","ULLAPOOL","HIGHLAND","ULLAPOOL","IV26 2XT","IV26 2XT","S","S","<Null>","2015-02-23","IV26","IV26 2",6,8,"osgb1000038780443",138.18,"Building",10021,"osgb1000038780443","<Null>","<Null>","<Null>",1.4,48.363,4,5790.7367000000004,2]
[3,544,"Point",130119556,11818556,"I","<Null>","<Null>","RD",130119555,213234,894179,2,9068,"2006-12-11","<Null>","2006-12-11","2006-12-11","<Null>","<Null>","<Null>","<Null>","MACLEOD HOUSE","FLAT 1","<Null>","<Null>","<Null>","<Null>","FLAT 1","<Null>","<Null>","<Null>","<Null>","MACLEOD HOUSE",84409186,1,"<Null>","<Null>","osgb1000002142002854",11,"osgb4000000003529235",7,"osgb1000038780444",5,"ROYAL PARK","ROYAL PARK","MILL STREET","<Null>","<Null>","<Null>","ULLAPOOL","HIGHLAND","ULLAPOOL","IV26 2XT","IV26 2XT","S","S","<Null>","2015-02-23","IV26","IV26 2",6,8,"osgb1000038780444",209.98497599999999,"Building",10021,"osgb1000038780444","<Null>","<Null>","<Null>",1.4,48.996493999999998,6,5790.7367000000004,2]
[3,545,"Point",130119560,11818567,"I","<Null>","<Null>","RD",130119555,213234,894179,2,9068,"2006-12-11","<Null>","2006-12-11","2006-12-11","<Null>","<Null>","<Null>","<Null>","MACLEOD HOUSE","FLAT 5","<Null>","<Null>","<Null>","<Null>","FLAT 5","<Null>","<Null>","<Null>","<Null>","MACLEOD HOUSE",84409186,1,"<Null>","<Null>","osgb1000002142002852",11,"osgb4000000003529235",7,"osgb1000038780444",5,"ROYAL PARK","ROYAL PARK","MILL STREET","<Null>","<Null>","<Null>","ULLAPOOL","HIGHLAND","ULLAPOOL","IV26 2XT","IV26 2XT","S","S","<Null>","2015-02-23","IV26","IV26 2",6,8,"osgb1000038780444",209.98497599999999,"Building",10021,"osgb1000038780444","<Null>","<Null>","<Null>",1.4,48.996493999999998,6,5790.7367000000004,2]
[3,550,"Point",130119558,11818562,"I","<Null>","<Null>","RD",130119555,213234,894178,2,9068,"2006-12-11","<Null>","2006-12-11","2006-12-11","<Null>","<Null>","<Null>","<Null>","MACLEOD HOUSE","FLAT 3","<Null>","<Null>","<Null>","<Null>","FLAT 3","<Null>","<Null>","<Null>","<Null>","MACLEOD HOUSE",84409186,1,"<Null>","<Null>","osgb1000002142002856",11,"osgb4000000003529235",7,"osgb1000038780444",5,"ROYAL PARK","ROYAL PARK","MILL STREET","<Null>","<Null>","<Null>","ULLAPOOL","HIGHLAND","ULLAPOOL","IV26 2XT","IV26 2XT","S","S","<Null>","2015-02-23","IV26","IV26 2",6,8,"osgb1000038780444",209.98497599999999,"Building",10021,"osgb1000038780444","<Null>","<Null>","<Null>",1.4,48.996493999999998,6,5790.7367000000004,2]
[3,552,"Point",130119535,11818566,"I","<Null>","<Null>","RD",130119531,213174,894185,2,9068,"2006-12-11","<Null>","2006-12-11","2006-12-11","<Null>","<Null>","<Null>","<Null>","FRASER HOUSE","FLAT 4","<Null>","<Null>","<Null>","<Null>","FLAT 4","<Null>","<Null>","<Null>","<Null>","FRASER HOUSE",84409186,1,"<Null>","<Null>","osgb1000002142002845",11,"osgb4000000003518227",6,"osgb1000038780436",4,"ROYAL PARK","ROYAL PARK","MILL STREET","<Null>","<Null>","<Null>","ULLAPOOL","HIGHLAND","ULLAPOOL","IV26 2XT","IV26 2XT","S","S","<Null>","2015-02-23","IV26","IV26 2",6,8,"osgb1000038780436",145.94999999999999,"Building",10021,"osgb1000038780436","<Null>","<Null>","<Null>",1.4,51.082500000000003,4,5790.7367000000004,2]
[3,555,"Point",130119561,11818568,"I","<Null>","<Null>","RD",130119555,213234,894179,2,9068,"2006-12-11","<Null>","2006-12-11","2006-12-11","<Null>","<Null>","<Null>","<Null>","MACLEOD HOUSE","FLAT 6","<Null>","<Null>","<Null>","<Null>","FLAT 6","<Null>","<Null>","<Null>","<Null>","MACLEOD HOUSE",84409186,1,"<Null>","<Null>","osgb1000002142002853",11,"osgb4000000003529235",7,"osgb1000038780444",5,"ROYAL PARK","ROYAL PARK","MILL STREET","<Null>","<Null>","<Null>","ULLAPOOL","HIGHLAND","ULLAPOOL","IV26 2XT","IV26 2XT","S","S","<Null>","2015-02-23","IV26","IV26 2",6,8,"osgb1000038780444",209.98497599999999,"Building",10021,"osgb1000038780444","<Null>","<Null>","<Null>",1.4,48.996493999999998,6,5790.7367000000004,2]
[3,556,"Point",130119559,11818565,"I","<Null>","<Null>","RD",130119555,213234,894178,2,9068,"2006-12-11","<Null>","2006-12-11","2006-12-11","<Null>","<Null>","<Null>","<Null>","MACLEOD HOUSE","FLAT 4","<Null>","<Null>","<Null>","<Null>","FLAT 4","<Null>","<Null>","<Null>","<Null>","MACLEOD HOUSE",84409186,1,"<Null>","<Null>","osgb1000002142002851",11,"osgb4000000003529235",7,"osgb1000038780444",5,"ROYAL PARK","ROYAL PARK","MILL STREET","<Null>","<Null>","<Null>","ULLAPOOL","HIGHLAND","ULLAPOOL","IV26 2XT","IV26 2XT","S","S","<Null>","2015-02-23","IV26","IV26 2",6,8,"osgb1000038780444",209.98497599999999,"Building",10021,"osgb1000038780444","<Null>","<Null>","<Null>",1.4,48.996493999999998,6,5790.7367000000004,2]
[3,557,"Point",130119557,11818559,"I","<Null>","<Null>","RD",130119555,213234,894179,2,9068,"2006-12-11","<Null>","2006-12-11","2006-12-11","<Null>","<Null>","<Null>","<Null>","MACLEOD HOUSE","FLAT 2","<Null>","<Null>","<Null>","<Null>","FLAT 2","<Null>","<Null>","<Null>","<Null>","MACLEOD HOUSE",84409186,1,"<Null>","<Null>","osgb1000002142002855",11,"osgb4000000003529235",7,"osgb1000038780444",5,"ROYAL PARK","ROYAL PARK","MILL STREET","<Null>","<Null>","<Null>","ULLAPOOL","HIGHLAND","ULLAPOOL","IV26 2XT","IV26 2XT","S","S","<Null>","2015-02-23","IV26","IV26 2",6,8,"osgb1000038780444",209.98497599999999,"Building",10021,"osgb1000038780444","<Null>","<Null>","<Null>",1.4,48.996493999999998,6,5790.7367000000004,2]
[3,558,"Point",130119553,11818564,"I","<Null>","<Null>","RD",130119537,213247,894208,1,9068,"2006-12-11","<Null>","2006-12-11","2006-12-11","<Null>","<Null>","<Null>","<Null>","MACKENZIE HOUSE","FLAT 4","<Null>","<Null>","<Null>","<Null>","FLAT 4","<Null>","<Null>","<Null>","<Null>","MACKENZIE HOUSE",84409186,1,"<Null>","<Null>","osgb1000002142002858",11,"osgb4000000003526805",6,"osgb1000038780443",5,"ROYAL PARK","ROYAL PARK","MILL STREET","<Null>","<Null>","<Null>","ULLAPOOL","HIGHLAND","ULLAPOOL","IV26 2XT","IV26 2XT","S","S","<Null>","2015-02-23","IV26","IV26 2",6,8,"osgb1000038780443",138.18,"Building",10021,"osgb1000038780443","<Null>","<Null>","<Null>",1.4,48.363,4,5790.7367000000004,2]
[3,561,"Point",130119534,11818563,"I","<Null>","<Null>","RD",130119531,213174,894184,2,9068,"2006-12-11","<Null>","2006-12-11","2006-12-11","<Null>","<Null>","<Null>","<Null>","FRASER HOUSE","FLAT 3","<Null>","<Null>","<Null>","<Null>","FLAT 3","<Null>","<Null>","<Null>","<Null>","FRASER HOUSE",84409186,1,"<Null>","<Null>","osgb1000002142002848",11,"osgb4000000003518227",6,"osgb1000038780436",4,"ROYAL PARK","ROYAL PARK","MILL STREET","<Null>","<Null>","<Null>","ULLAPOOL","HIGHLAND","ULLAPOOL","IV26 2XT","IV26 2XT","S","S","<Null>","2015-02-23","IV26","IV26 2",6,8,"osgb1000038780436",145.94999999999999,"Building",10021,"osgb1000038780436","<Null>","<Null>","<Null>",1.4,51.082500000000003,4,5790.7367000000004,2]
[3,562,"Point",130119532,11818557,"I","<Null>","<Null>","RD",130119531,213174,894184,2,9068,"2006-12-11","<Null>","2006-12-11","2006-12-11","<Null>","<Null>","<Null>","<Null>","FRASER HOUSE","FLAT 1","<Null>","<Null>","<Null>","<Null>","FLAT 1","<Null>","<Null>","<Null>","<Null>","FRASER HOUSE",84409186,1,"<Null>","<Null>","osgb1000002142002846",11,"osgb4000000003518227",6,"osgb1000038780436",4,"ROYAL PARK","ROYAL PARK","MILL STREET","<Null>","<Null>","<Null>","ULLAPOOL","HIGHLAND","ULLAPOOL","IV26 2XT","IV26 2XT","S","S","<Null>","2015-02-23","IV26","IV26 2",6,8,"osgb1000038780436",145.94999999999999,"Building",10021,"osgb1000038780436","<Null>","<Null>","<Null>",1.4,51.082500000000003,4,5790.7367000000004,2]
[6,601,"Point",130064523,11818484,"I","<Null>","<Null>","RD","<Null>",213010,894531,1,9068,"2005-07-21","<Null>","2005-07-21","2005-07-21","<Null>","<Null>","<Null>","<Null>","<Null>","<Null>","<Null>","<Null>","<Null>","<Null>","<Null>",7,"<Null>","<Null>","<Null>","<Null>",84409185,1,"<Null>","<Null>","osgb1000002142002869",10,"osgb4000000003526825",5,"osgb1000038780428",4,"BROOM COURT","BROOM COURT","NORTH ROAD","<Null>","<Null>","<Null>","ULLAPOOL","HIGHLAND","ULLAPOOL","IV26 2XP","IV26 2XP","S","S","<Null>","2015-02-23","IV26","IV26 2",6,8,"osgb1000038780428",141.17502400000001,"Building",10021,"osgb1000038780428","<Null>","<Null>","<Null>",1.4,49.411257999999997,4,5790.7367000000004,2]
[6,620,"Point",130064526,11818478,"I","<Null>","<Null>","RD","<Null>",213010,894531,1,9068,"2005-07-21","<Null>","2005-07-21","2005-07-21","<Null>","<Null>","<Null>","<Null>","<Null>","<Null>","<Null>","<Null>","<Null>","<Null>","<Null>",10,"<Null>","<Null>","<Null>","<Null>",84409185,1,"<Null>","<Null>","osgb1000002142002868",10,"osgb4000000003526825",5,"osgb1000038780428",4,"BROOM COURT","BROOM COURT","NORTH ROAD","<Null>","<Null>","<Null>","ULLAPOOL","HIGHLAND","ULLAPOOL","IV26 2XP","IV26 2XP","S","S","<Null>","2015-02-23","IV26","IV26 2",6,8,"osgb1000038780428",141.17502400000001,"Building",10021,"osgb1000038780428","<Null>","<Null>","<Null>",1.4,49.411257999999997,4,5790.7367000000004,2]
[6,621,"Point",130064524,11818485,"I","<Null>","<Null>","RD","<Null>",213010,894531,1,9068,"2005-07-21","<Null>","2005-07-21","2005-07-21","<Null>","<Null>","<Null>","<Null>","<Null>","<Null>","<Null>","<Null>","<Null>","<Null>","<Null>",8,"<Null>","<Null>","<Null>","<Null>",84409185,1,"<Null>","<Null>","osgb1000002142002870",10,"osgb4000000003526825",5,"osgb1000038780428",4,"BROOM COURT","BROOM COURT","NORTH ROAD","<Null>","<Null>","<Null>","ULLAPOOL","HIGHLAND","ULLAPOOL","IV26 2XP","IV26 2XP","S","S","<Null>","2015-02-23","IV26","IV26 2",6,8,"osgb1000038780428",141.17502400000001,"Building",10021,"osgb1000038780428","<Null>","<Null>","<Null>",1.4,49.411257999999997,4,5790.7367000000004,2]
[3,565,"Point",130119524,50334236,"I","<Null>","<Null>","RD","<Null>",213270,894160,2,9068,"2006-12-11","<Null>","2006-12-11","2006-12-11","<Null>","<Null>","<Null>","<Null>","<Null>","<Null>","<Null>","<Null>","<Null>","<Null>","<Null>",14,"<Null>","<Null>","<Null>","TIGH TUATH",84409186,1,"<Null>","<Null>","osgb1000002142076117",6,"osgb4000000003547543",1,"osgb1000000293731599",2,"ROYAL PARK","ROYAL PARK","MILL STREET","<Null>","<Null>","<Null>","ULLAPOOL","HIGHLAND","ULLAPOOL","IV26 2XT","IV26 2XT","S","S","<Null>","2015-02-23","IV26","IV26 2",6,8,"osgb1000000293731599",90.594911999999994,"Building",10021,"osgb1000000293731599","<Null>","<Null>","<Null>",1.4,126.832877,1,5733.594153,4]
[8,138,"Point",130009672,11818336,"I","<Null>","<Null>","RD","<Null>",212679,894108,1,9068,"2005-07-21","<Null>","2005-07-21","2005-07-21","<Null>","<Null>","<Null>","<Null>","<Null>","<Null>","<Null>","<Null>","<Null>","<Null>","<Null>",8,"<Null>","<Null>","<Null>","<Null>",84403844,1,"<Null>","<Null>","osgb1000002142002565",9,"osgb4000000003518229",5,"osgb1000038780007",4,"SEAFORTH ROAD","<Null>","SEAFORTH ROAD","<Null>","<Null>","<Null>","ULLAPOOL","HIGHLAND","ULLAPOOL","IV26 2UY","IV26 2UY","S","S","<Null>","2015-02-23","IV26","IV26 2",6,8,"osgb1000038780007",50.514496000000001,"Building",10021,"osgb1000038780007","<Null>","<Null>","<Null>",1.4,70.720293999999996,1,5639.188494,2]
[8,215,"Point",130009670,11818332,"I","<Null>","<Null>","RD","<Null>",212702,894114,1,9068,"2005-07-21","<Null>","2005-07-21","2005-07-21","<Null>","<Null>","<Null>","<Null>","<Null>","<Null>","<Null>","<Null>","<Null>","<Null>","<Null>",4,"<Null>","<Null>","<Null>","<Null>",84403844,1,"<Null>","<Null>","osgb1000002142002563",9,"osgb4000000003518229",5,"osgb1000038780002",4,"SEAFORTH ROAD","<Null>","SEAFORTH ROAD","<Null>","<Null>","<Null>","ULLAPOOL","HIGHLAND","ULLAPOOL","IV26 2UY","IV26 2UY","S","S","<Null>","2015-02-23","IV26","IV26 2",6,8,"osgb1000038780002",53.580976,"Building",10021,"osgb1000038780002","<Null>","<Null>","<Null>",1.4,75.013366000000005,1,5639.188494,2]
[7,82,"Point",130009385,11817789,"I","<Null>","<Null>","RD","<Null>",212589,894316,1,9068,"2005-07-21","<Null>","2005-07-21","2005-07-21","<Null>","<Null>","<Null>","<Null>","<Null>","<Null>","<Null>","<Null>","<Null>","<Null>","<Null>",16,"<Null>","<Null>","<Null>","<Null>",84405638,1,"<Null>","<Null>","osgb1000002142002451",10,"osgb4000000003522823",5,"osgb1000038779760",4,"ST VALERY PLACE","<Null>","ST. VALERY PLACE","<Null>","<Null>","<Null>","ULLAPOOL","HIGHLAND","ULLAPOOL","IV26 2TD","IV26 2TD","S","S","<Null>","2015-02-23","IV26","IV26 2",6,8,"osgb1000038779760",69.248000000000005,"Building",10021,"osgb1000038779760","<Null>","<Null>","<Null>",1.4,96.947199999999995,1,5636.5297540000001,2]
[7,113,"Point",130009383,11817785,"I","<Null>","<Null>","RD","<Null>",212603,894295,1,9068,"2005-07-21","<Null>","2005-07-21","2005-07-21","<Null>","<Null>","<Null>","<Null>","<Null>","<Null>","<Null>","<Null>","<Null>","<Null>","<Null>",12,"<Null>","<Null>","<Null>","<Null>",84405638,1,"<Null>","<Null>","osgb1000002142002464",10,"osgb4000000003522823",5,"osgb1000038779869",4,"ST VALERY PLACE","<Null>","ST. VALERY PLACE","<Null>","<Null>","<Null>","ULLAPOOL","HIGHLAND","ULLAPOOL","IV26 2TD","IV26 2TD","S","S","<Null>","2015-02-23","IV26","IV26 2",6,8,"osgb1000038779869",58.460016000000003,"Building",10021,"osgb1000038779869","<Null>","<Null>","<Null>",1.4,81.844021999999995,1,5636.5297540000001,2]
[7,142,"Point",130009381,11817846,"I","<Null>","<Null>","RD","<Null>",212618,894304,1,9068,"2005-07-21","<Null>","2005-07-21","2005-07-21","<Null>","<Null>","<Null>","<Null>","<Null>","<Null>","<Null>","<Null>","<Null>","<Null>","<Null>",8,"<Null>","<Null>","<Null>","<Null>",84405638,1,"<Null>","<Null>","osgb1000002142002448",10,"osgb4000000003522823",5,"osgb1000038779752",4,"ST VALERY PLACE","<Null>","ST. VALERY PLACE","<Null>","<Null>","<Null>","ULLAPOOL","HIGHLAND","ULLAPOOL","IV26 2TD","IV26 2TD","S","S","<Null>","2015-02-23","IV26","IV26 2",6,8,"osgb1000038779752",53.365008000000003,"Building",10021,"osgb1000038779752","<Null>","<Null>","<Null>",1.4,74.711010999999999,1,5636.5297540000001,2]
[7,196,"Point",130009398,11817794,"I","<Null>","<Null>","RD","<Null>",212580,894330,1,9068,"2005-07-21","<Null>","2005-07-21","2005-07-21","<Null>","<Null>","<Null>","<Null>","<Null>","<Null>","<Null>","<Null>","<Null>","<Null>","<Null>",20,"<Null>","<Null>","<Null>","<Null>",84405638,1,"<Null>","<Null>","osgb1000002142002447",10,"osgb4000000003522823",5,"osgb1000038779762",4,"ST VALERY PLACE","<Null>","ST. VALERY PLACE","<Null>","<Null>","<Null>","ULLAPOOL","HIGHLAND","ULLAPOOL","IV26 2TD","IV26 2TD","S","S","<Null>","2015-02-23","IV26","IV26 2",6,8,"osgb1000038779762",63.289983999999997,"Building",10021,"osgb1000038779762","<Null>","<Null>","<Null>",1.4,88.605977999999993,1,5636.5297540000001,2]
[7,201,"Point",130009380,11817837,"I","<Null>","<Null>","RD","<Null>",212625,894309,1,9068,"2005-07-21","<Null>","2005-07-21","2005-07-21","<Null>","<Null>","<Null>","<Null>","<Null>","<Null>","<Null>","<Null>","<Null>","<Null>","<Null>",6,"<Null>","<Null>","<Null>","<Null>",84405638,1,"<Null>","<Null>","osgb1000002142002449",10,"osgb4000000003522823",5,"osgb1000038779753",4,"ST VALERY PLACE","<Null>","ST. VALERY PLACE","<Null>","<Null>","<Null>","ULLAPOOL","HIGHLAND","ULLAPOOL","IV26 2TD","IV26 2TD","S","S","<Null>","2015-02-23","IV26","IV26 2",6,8,"osgb1000038779753",60.660015999999999,"Building",10021,"osgb1000038779753","<Null>","<Null>","<Null>",1.4,84.924021999999994,1,5636.5297540000001,2]
[7,303,"Point",130009382,11817783,"I","<Null>","<Null>","RD","<Null>",212611,894299,1,9068,"2005-07-21","<Null>","2005-07-21","2005-07-21","<Null>","<Null>","<Null>","<Null>","<Null>","<Null>","<Null>","<Null>","<Null>","<Null>","<Null>",10,"<Null>","<Null>","<Null>","<Null>",84405638,1,"<Null>","<Null>","osgb1000002142002465",10,"osgb4000000003522823",5,"osgb1000038779870",4,"ST VALERY PLACE","<Null>","ST. VALERY PLACE","<Null>","<Null>","<Null>","ULLAPOOL","HIGHLAND","ULLAPOOL","IV26 2TD","IV26 2TD","S","S","<Null>","2015-02-23","IV26","IV26 2",6,8,"osgb1000038779870",59.209983999999999,"Building",10021,"osgb1000038779870","<Null>","<Null>","<Null>",1.4,82.893978000000004,1,5636.5297540000001,2]
[1,403,"Point",130064550,11818370,"I","<Null>","<Null>","RD",130083764,212717,894149,1,9068,"2005-07-21","<Null>","2005-07-21","2005-07-21","<Null>","<Null>","<Null>","<Null>","LATHERON BUILDINGS",6,6,"<Null>","<Null>","<Null>","<Null>","<Null>","<Null>","<Null>","<Null>","LATHERON BUILDINGS",84403839,1,"<Null>","<Null>","osgb1000002142002543",13,"osgb4000000003522829",5,"osgb1000038780014",5,"QUAY STREET","<Null>","QUAY STREET","<Null>","<Null>","<Null>","ULLAPOOL","HIGHLAND","ULLAPOOL","IV26 2XA","IV26 2XA","S","S","<Null>","2015-02-23","IV26","IV26 2",6,8,"osgb1000038780014",225.23499200000001,"Building",10021,"osgb1000038780014","<Null>","<Null>","<Null>",1.4,78.832246999999995,4,5514.987333,2]
[5,438,"Point",130009813,11818531,"I","<Null>","<Null>","RD","<Null>",212515,894829,1,9068,"2005-07-21","<Null>","2005-07-21","2005-07-21","<Null>","<Null>","<Null>","<Null>","<Null>","<Null>","<Null>","<Null>","<Null>","<Null>","<Null>",43,"<Null>","<Null>","<Null>","<Null>",84403846,1,"<Null>","<Null>","osgb1000002142002297",9,"osgb4000000003526815",5,"osgb1000042986142",4,"VYNER PLACE","<Null>","VYNER PLACE","<Null>","<Null>","<Null>","ULLAPOOL","HIGHLAND","ULLAPOOL","IV26 2XR","IV26 2XR","S","S","<Null>","2015-02-23","IV26","IV26 2",6,8,"osgb1000042986142",69.283056000000002,"Building",10021,"osgb1000042986142","<Null>","<Null>","<Null>",1.4,96.996278000000004,1,5492.7831990000004,4]
[7,411,"Point",130130490,52256381,"I",2,"2010-11-08","RD06",130083765,212582,894177,2,9068,"2007-09-21","<Null>","2010-11-08","2007-09-21","<Null>","<Null>","<Null>","<Null>","LATHERTON CENTRE","FLAT 1A",1,"A","<Null>","<Null>","<Null>","<Null>","<Null>","<Null>","<Null>","LATHERON CENTRE",84409173,1,"<Null>","Y","osgb1000002142083065",2,"osgb4000000003552276",2,"osgb1000038779871",4,"LATHERON LANE","<Null>","LATHERON LANE","<Null>","<Null>","<Null>","ULLAPOOL","HIGHLAND","ULLAPOOL","IV26 2XB","IV26 2XB","S","S","<Null>","2015-02-23","IV26","IV26 2",6,8,"osgb1000038779871",755.346496,"Building",10021,"osgb1000038779871","<Null>","<Null>","<Null>",1.4,352.49503099999998,3,5239.237967,2]
[1,385,"Point",130116928,28202364,"I","<Null>","<Null>","RD","<Null>",212706,894206,1,9068,"2006-09-27","<Null>","2006-09-27","2006-09-27","<Null>","<Null>","<Null>","<Null>","<Null>","<Null>","<Null>","<Null>","<Null>","<Null>","<Null>",1,"<Null>","<Null>","<Null>","<Null>",84403839,1,"<Null>","<Null>","osgb1000002142072665",15,"osgb4000000003552276",2,"osgb1000038779878",4,"QUAY STREET","<Null>","QUAY STREET","<Null>","<Null>","<Null>","ULLAPOOL","HIGHLAND","ULLAPOOL","IV26 2UE","IV26 2UE","S","S","<Null>","2015-02-23","IV26","IV26 2",6,8,"osgb1000038779878",56.510992000000002,"Building",10021,"osgb1000038779878","<Null>","<Null>","<Null>",1.4,79.115388999999993,1,5195.2733689999995,4]
[6,635,"Point",130064520,11818481,"I","<Null>","<Null>","RD","<Null>",213014,894501,1,9068,"2005-07-21","<Null>","2005-07-21","2005-07-21","<Null>","<Null>","<Null>","<Null>","<Null>","<Null>","<Null>","<Null>","<Null>","<Null>","<Null>",4,"<Null>","<Null>","<Null>","<Null>",84409185,1,"<Null>","<Null>","osgb1000002142002885",10,"osgb4000000003526825",5,"osgb1000038780431",5,"BROOM COURT","BROOM COURT","NORTH ROAD","<Null>","<Null>","<Null>","ULLAPOOL","HIGHLAND","ULLAPOOL","IV26 2XP","IV26 2XP","S","S","<Null>","2015-02-23","IV26","IV26 2",6,8,"osgb1000038780431",121.570032,"Building",10021,"osgb1000038780431","<Null>","<Null>","<Null>",1.4,42.549511000000003,4,5055.4050559999996,2]
[5,448,"Point",130009779,11818507,"I","<Null>","<Null>","RD","<Null>",212626,894877,1,9068,"2005-07-21","<Null>","2005-07-21","2005-07-21","<Null>","<Null>","<Null>","<Null>","<Null>","<Null>","<Null>","<Null>","<Null>","<Null>","<Null>",21,"<Null>","<Null>","<Null>","<Null>",84403846,1,"<Null>","<Null>","osgb1000002142002664",9,"osgb4000000003530478",5,"osgb1000042986133",4,"VYNER PLACE","<Null>","VYNER PLACE","<Null>","<Null>","<Null>","ULLAPOOL","HIGHLAND","ULLAPOOL","IV26 2XR","IV26 2XR","S","S","<Null>","2015-02-23","IV26","IV26 2",6,8,"osgb1000042986133",162.00004799999999,"Building",10021,"osgb1000042986133","<Null>","<Null>","<Null>",1.4,56.700017000000003,4,5041.1033930000003,4]
[6,599,"Point",130064518,11818479,"I","<Null>","<Null>","RD","<Null>",213014,894501,1,9068,"2005-07-21","<Null>","2005-07-21","2005-07-21","<Null>","<Null>","<Null>","<Null>","<Null>","<Null>","<Null>","<Null>","<Null>","<Null>","<Null>",2,"<Null>","<Null>","<Null>","<Null>",84409185,1,"<Null>","<Null>","osgb1000002142002883",10,"osgb4000000003526825",5,"osgb1000038780431",5,"BROOM COURT","BROOM COURT","NORTH ROAD","<Null>","<Null>","<Null>","ULLAPOOL","HIGHLAND","ULLAPOOL","IV26 2XP","IV26 2XP","S","S","<Null>","2015-02-23","IV26","IV26 2",6,8,"osgb1000038780431",121.570032,"Building",10021,"osgb1000038780431","<Null>","<Null>","<Null>",1.4,42.549511000000003,4,4871.5721439999998,2]
[6,607,"Point",130064519,11818480,"I","<Null>","<Null>","RD","<Null>",213014,894501,1,9068,"2005-07-21","<Null>","2005-07-21","2005-07-21","<Null>","<Null>","<Null>","<Null>","<Null>","<Null>","<Null>","<Null>","<Null>","<Null>","<Null>",3,"<Null>","<Null>","<Null>","<Null>",84409185,1,"<Null>","<Null>","osgb1000002142002884",10,"osgb4000000003526825",5,"osgb1000038780431",5,"BROOM COURT","BROOM COURT","NORTH ROAD","<Null>","<Null>","<Null>","ULLAPOOL","HIGHLAND","ULLAPOOL","IV26 2XP","IV26 2XP","S","S","<Null>","2015-02-23","IV26","IV26 2",6,8,"osgb1000038780431",121.570032,"Building",10021,"osgb1000038780431","<Null>","<Null>","<Null>",1.4,42.549511000000003,4,4871.5721439999998,2]
[6,611,"Point",130064521,11818482,"I","<Null>","<Null>","RD","<Null>",213014,894501,1,9068,"2005-07-21","<Null>","2005-07-21","2005-07-21","<Null>","<Null>","<Null>","<Null>","<Null>","<Null>","<Null>","<Null>","<Null>","<Null>","<Null>",5,"<Null>","<Null>","<Null>","<Null>",84409185,1,"<Null>","<Null>","osgb1000002142002882",10,"osgb4000000003526825",5,"osgb1000038780431",5,"BROOM COURT","BROOM COURT","NORTH ROAD","<Null>","<Null>","<Null>","ULLAPOOL","HIGHLAND","ULLAPOOL","IV26 2XP","IV26 2XP","S","S","<Null>","2015-02-23","IV26","IV26 2",6,8,"osgb1000038780431",121.570032,"Building",10021,"osgb1000038780431","<Null>","<Null>","<Null>",1.4,42.549511000000003,4,4871.5721439999998,2]
[4,270,"Point",130009683,11818359,"I","<Null>","<Null>","RD","<Null>",212861,894436,1,9068,"2005-07-21","<Null>","2005-07-21","2005-07-21","<Null>","<Null>","<Null>","<Null>","<Null>","<Null>","<Null>","<Null>","<Null>","<Null>","<Null>",8,"<Null>","<Null>","<Null>","<Null>",84403825,1,"<Null>","<Null>","osgb1000002142002436",9,"osgb4000000003529245",6,"osgb1000038779700",4,"FRASER COURT","<Null>","FRASER COURT","<Null>","<Null>","<Null>","ULLAPOOL","HIGHLAND","ULLAPOOL","IV26 2UZ","IV26 2UZ","S","S","<Null>","2015-02-23","IV26","IV26 2",6,8,"osgb1000038779700",50.985008000000001,"Building",10021,"osgb1000038779700","<Null>","<Null>","<Null>",1.4,71.379011000000006,1,4866.5473039999997,4]
[5,595,"Point",130064368,11818034,"I","<Null>","<Null>","RD","<Null>",212762,894963,1,9068,"2005-07-21","<Null>","2005-07-21","2005-07-21","<Null>","<Null>","<Null>","<Null>","<Null>","<Null>","<Null>","<Null>","<Null>","<Null>","<Null>",2,"<Null>","<Null>","<Null>","<Null>",84414615,1,"<Null>","<Null>","osgb1000002142002695",9,"osgb4000000003522846",5,"osgb1000038779526",4,"KANACHRINE PLACE","<Null>","KANACHRINE PLACE","<Null>","<Null>","<Null>","ULLAPOOL","HIGHLAND","ULLAPOOL","IV26 2TX","IV26 2TX","S","S","<Null>","2015-02-23","IV26","IV26 2",6,8,"osgb1000038779526",42.79,"Building",10021,"osgb1000038779526","<Null>","<Null>","<Null>",1.4,59.905999999999999,1,4833.5901379999996,2]
[5,615,"Point",130064370,11818045,"I","<Null>","<Null>","RD","<Null>",212756,894960,1,9068,"2005-07-21","<Null>","2005-07-21","2005-07-21","<Null>","<Null>","<Null>","<Null>","<Null>","<Null>","<Null>","<Null>","<Null>","<Null>","<Null>",4,"<Null>","<Null>","<Null>","<Null>",84414615,1,"<Null>","<Null>","osgb1000002142002694",9,"osgb4000000003522846",5,"osgb1000038779525",4,"KANACHRINE PLACE","<Null>","KANACHRINE PLACE","<Null>","<Null>","<Null>","ULLAPOOL","HIGHLAND","ULLAPOOL","IV26 2TX","IV26 2TX","S","S","<Null>","2015-02-23","IV26","IV26 2",6,8,"osgb1000038779525",49.225008000000003,"Building",10021,"osgb1000038779525","<Null>","<Null>","<Null>",1.4,68.915011000000007,1,4833.5901379999996,2]
[5,445,"Point",130009807,11818539,"I","<Null>","<Null>","RD","<Null>",212585,894906,1,9068,"2005-07-21","<Null>","2005-07-21","2005-07-21","<Null>","<Null>","<Null>","<Null>","<Null>","<Null>","<Null>","<Null>","<Null>","<Null>","<Null>",54,"<Null>","<Null>","<Null>","<Null>",84403846,1,"<Null>","<Null>","osgb1000002142002659",9,"osgb4000000003530477",5,"osgb1000042986126",4,"VYNER PLACE","<Null>","VYNER PLACE","<Null>","<Null>","<Null>","ULLAPOOL","HIGHLAND","ULLAPOOL","IV26 2XR","IV26 2XR","S","S","<Null>","2015-02-23","IV26","IV26 2",6,8,"osgb1000042986126",72.917392000000007,"Building",10021,"osgb1000042986126","<Null>","<Null>","<Null>",1.4,102.084349,1,4741.0452990000003,4]
[4,579,"Point",130125685,50499144,"I","<Null>","<Null>","RD","<Null>",212973,894496,1,9068,"2007-03-14","<Null>","2007-03-14","2007-03-14","<Null>","<Null>","<Null>","<Null>","<Null>","<Null>","<Null>","<Null>","<Null>","<Null>","<Null>",12,"<Null>","<Null>","<Null>","<Null>",84403835,1,"<Null>","<Null>","osgb1000002142076828",6,"osgb4000000003522839",5,"osgb1000000293731508",2,"MOSS ROAD","<Null>","MOSS ROAD","<Null>","<Null>","<Null>","ULLAPOOL","HIGHLAND","ULLAPOOL","IV26 2TF","IV26 2TF","S","S","<Null>","2015-02-23","IV26","IV26 2",6,8,"osgb1000000293731508",52.063583999999999,"Building",10021,"osgb1000000293731508","<Null>","<Null>","<Null>",1.4,72.889017999999993,1,4672.8792350000003,4]
[5,472,"Point",130009775,11818511,"I","<Null>","<Null>","RD","<Null>",212626,894877,1,9068,"2005-07-21","<Null>","2005-07-21","2005-07-21","<Null>","<Null>","<Null>","<Null>","<Null>","<Null>","<Null>","<Null>","<Null>","<Null>","<Null>",25,"<Null>","<Null>","<Null>","<Null>",84403846,1,"<Null>","<Null>","osgb1000002142002666",9,"osgb4000000003530478",5,"osgb1000042986133",4,"VYNER PLACE","<Null>","VYNER PLACE","<Null>","<Null>","<Null>","ULLAPOOL","HIGHLAND","ULLAPOOL","IV26 2XR","IV26 2XR","S","S","<Null>","2015-02-23","IV26","IV26 2",6,8,"osgb1000042986133",162.00004799999999,"Building",10021,"osgb1000042986133","<Null>","<Null>","<Null>",1.4,56.700017000000003,4,4654.4043199999996,4]
[5,597,"Point",130064384,11818032,"I","<Null>","<Null>","RD","<Null>",212717,894924,1,9068,"2005-07-21","<Null>","2005-07-21","2005-07-21","<Null>","<Null>","<Null>","<Null>","<Null>","<Null>","<Null>","<Null>","<Null>","<Null>","<Null>",18,"<Null>","<Null>","<Null>","<Null>",84414615,1,"<Null>","<Null>","osgb1000002142002678",9,"osgb4000000003518244",5,"osgb1000038779521",4,"KANACHRINE PLACE","<Null>","KANACHRINE PLACE","<Null>","<Null>","<Null>","ULLAPOOL","HIGHLAND","ULLAPOOL","IV26 2TX","IV26 2TX","S","S","<Null>","2015-02-23","IV26","IV26 2",6,8,"osgb1000038779521",43.675007999999998,"Building",10021,"osgb1000038779521","<Null>","<Null>","<Null>",1.4,61.145010999999997,1,4493.8636839999999,4]
[5,523,"Point",130064387,11818036,"I","<Null>","<Null>","RD","<Null>",212707,894915,1,9068,"2005-07-21","<Null>","2005-07-21","2005-07-21","<Null>","<Null>","<Null>","<Null>","<Null>","<Null>","<Null>","<Null>","<Null>","<Null>","<Null>",22,"<Null>","<Null>","<Null>","<Null>",84414615,1,"<Null>","<Null>","osgb1000002142002676",9,"osgb4000000003518244",5,"osgb1000038779519",4,"KANACHRINE PLACE","<Null>","KANACHRINE PLACE","<Null>","<Null>","<Null>","ULLAPOOL","HIGHLAND","ULLAPOOL","IV26 2TX","IV26 2TX","S","S","<Null>","2015-02-23","IV26","IV26 2",6,8,"osgb1000038779519",41.930016000000002,"Building",10021,"osgb1000038779519","<Null>","<Null>","<Null>",1.4,58.702021999999999,1,4490.0412880000003,4]
[5,613,"Point",130064386,11818035,"I","<Null>","<Null>","RD","<Null>",212711,894920,1,9068,"2005-07-21","<Null>","2005-07-21","2005-07-21","<Null>","<Null>","<Null>","<Null>","<Null>","<Null>","<Null>","<Null>","<Null>","<Null>","<Null>",20,"<Null>","<Null>","<Null>","<Null>",84414615,1,"<Null>","<Null>","osgb1000002142002677",9,"osgb4000000003518244",5,"osgb1000038779520",4,"KANACHRINE PLACE","<Null>","KANACHRINE PLACE","<Null>","<Null>","<Null>","ULLAPOOL","HIGHLAND","ULLAPOOL","IV26 2TX","IV26 2TX","S","S","<Null>","2015-02-23","IV26","IV26 2",6,8,"osgb1000038779520",43.704991999999997,"Building",10021,"osgb1000038779520","<Null>","<Null>","<Null>",1.4,61.186988999999997,1,4490.0412880000003,4]
[4,100,"Point",130009691,11818360,"I","<Null>","<Null>","RD","<Null>",212871,894468,1,9068,"2005-07-21","<Null>","2005-07-21","2005-07-21","<Null>","<Null>","<Null>","<Null>","<Null>","<Null>","<Null>","<Null>","<Null>","<Null>","<Null>",9,"<Null>","<Null>","<Null>","<Null>",84403825,1,"<Null>","<Null>","osgb1000002142002434",9,"osgb4000000003526824",5,"osgb1000038779692",4,"FRASER COURT","<Null>","FRASER COURT","<Null>","<Null>","<Null>","ULLAPOOL","HIGHLAND","ULLAPOOL","IV26 2UZ","IV26 2UZ","S","S","<Null>","2015-02-23","IV26","IV26 2",6,8,"osgb1000038779692",38.090015999999999,"Building",10021,"osgb1000038779692","<Null>","<Null>","<Null>",1.4,53.326022000000002,1,4488.3337000000001,2]
[4,252,"Point",130009682,11818344,"I","<Null>","<Null>","RD","<Null>",212895,894436,1,9068,"2005-07-21","<Null>","2005-07-21","2005-07-21","<Null>","<Null>","<Null>","<Null>","<Null>","<Null>","<Null>","<Null>","<Null>","<Null>","<Null>",13,"<Null>","<Null>","<Null>","<Null>",84403825,1,"<Null>","<Null>","osgb1000002142002428",9,"osgb4000000003522844",6,"osgb1000038779687",4,"FRASER COURT","<Null>","FRASER COURT","<Null>","<Null>","<Null>","ULLAPOOL","HIGHLAND","ULLAPOOL","IV26 2UZ","IV26 2UZ","S","S","<Null>","2015-02-23","IV26","IV26 2",6,8,"osgb1000038779687",36.239967999999998,"Building",10021,"osgb1000038779687","<Null>","<Null>","<Null>",1.4,50.735954999999997,1,4488.3337000000001,2]
[4,254,"Point",130009702,11818343,"I","<Null>","<Null>","RD","<Null>",212894,894441,1,9068,"2005-07-21","<Null>","2005-07-21","2005-07-21","<Null>","<Null>","<Null>","<Null>","<Null>","<Null>","<Null>","<Null>","<Null>","<Null>","<Null>",12,"<Null>","<Null>","<Null>","<Null>",84403825,1,"<Null>","<Null>","osgb1000002142002429",9,"osgb4000000003522844",6,"osgb1000038779688",4,"FRASER COURT","<Null>","FRASER COURT","<Null>","<Null>","<Null>","ULLAPOOL","HIGHLAND","ULLAPOOL","IV26 2UZ","IV26 2UZ","S","S","<Null>","2015-02-23","IV26","IV26 2",6,8,"osgb1000038779688",37.369999999999997,"Building",10021,"osgb1000038779688","<Null>","<Null>","<Null>",1.4,52.317999999999998,1,4488.3337000000001,2]
[4,289,"Point",130009689,11818342,"I","<Null>","<Null>","RD","<Null>",212892,894447,1,9068,"2005-07-21","<Null>","2005-07-21","2005-07-21","<Null>","<Null>","<Null>","<Null>","<Null>","<Null>","<Null>","<Null>","<Null>","<Null>","<Null>",11,"<Null>","<Null>","<Null>","<Null>",84403825,1,"<Null>","<Null>","osgb1000002142002430",9,"osgb4000000003529246",5,"osgb1000038779689",4,"FRASER COURT","<Null>","FRASER COURT","<Null>","<Null>","<Null>","ULLAPOOL","HIGHLAND","ULLAPOOL","IV26 2UZ","IV26 2UZ","S","S","<Null>","2015-02-23","IV26","IV26 2",6,8,"osgb1000038779689",36.314991999999997,"Building",10021,"osgb1000038779689","<Null>","<Null>","<Null>",1.4,50.840989,1,4488.3337000000001,2]
[4,313,"Point",130009700,11818341,"I","<Null>","<Null>","RD","<Null>",212876,894470,1,9068,"2005-07-21","<Null>","2005-07-21","2005-07-21","<Null>","<Null>","<Null>","<Null>","<Null>","<Null>","<Null>","<Null>","<Null>","<Null>","<Null>",10,"<Null>","<Null>","<Null>","<Null>",84403825,1,"<Null>","<Null>","osgb1000002142002433",9,"osgb4000000003526824",5,"osgb1000038779691",4,"FRASER COURT","<Null>","FRASER COURT","<Null>","<Null>","<Null>","ULLAPOOL","HIGHLAND","ULLAPOOL","IV26 2UZ","IV26 2UZ","S","S","<Null>","2015-02-23","IV26","IV26 2",6,8,"osgb1000038779691",36.764991999999999,"Building",10021,"osgb1000038779691","<Null>","<Null>","<Null>",1.4,51.470989000000003,1,4421.2381580000001,4]
[4,316,"Point",130009694,11818357,"I","<Null>","<Null>","RD","<Null>",212872,894440,1,9068,"2005-07-21","<Null>","2005-07-21","2005-07-21","<Null>","<Null>","<Null>","<Null>","<Null>","<Null>","<Null>","<Null>","<Null>","<Null>","<Null>",6,"<Null>","<Null>","<Null>","<Null>",84403825,1,"<Null>","<Null>","osgb1000002142002438",9,"osgb4000000003522844",6,"osgb1000038779702",4,"FRASER COURT","<Null>","FRASER COURT","<Null>","<Null>","<Null>","ULLAPOOL","HIGHLAND","ULLAPOOL","IV26 2UZ","IV26 2UZ","S","S","<Null>","2015-02-23","IV26","IV26 2",6,8,"osgb1000038779702",35.954991999999997,"Building",10021,"osgb1000038779702","<Null>","<Null>","<Null>",1.4,50.336989000000003,1,4326.9523879999997,4]
[5,478,"Point",130009783,11818552,"I","<Null>","<Null>","RD","<Null>",212518,894873,1,9068,"2005-07-21","<Null>","2005-07-21","2005-07-21","<Null>","<Null>","<Null>","<Null>","<Null>","<Null>","<Null>","<Null>","<Null>","<Null>","<Null>",76,"<Null>","<Null>","<Null>","<Null>",84403846,1,"<Null>","<Null>","osgb1000002142002623",9,"osgb4000000003529240",5,"osgb1000042986144",4,"VYNER PLACE","<Null>","VYNER PLACE","<Null>","<Null>","<Null>","ULLAPOOL","HIGHLAND","ULLAPOOL","IV26 2XR","IV26 2XR","S","S","<Null>","2015-02-23","IV26","IV26 2",6,8,"osgb1000042986144",161.34419199999999,"Building",10021,"osgb1000042986144","<Null>","<Null>","<Null>",1.4,56.470466999999999,4,4265.1569840000002,4]
[5,516,"Point",130064374,11818049,"I","<Null>","<Null>","RD","<Null>",212741,894946,1,9068,"2005-07-21","<Null>","2005-07-21","2005-07-21","<Null>","<Null>","<Null>","<Null>","<Null>","<Null>","<Null>","<Null>","<Null>","<Null>","<Null>",8,"<Null>","<Null>","<Null>","<Null>",84414615,1,"<Null>","<Null>","osgb1000002142002692",9,"osgb4000000003522846",5,"osgb1000038779524",4,"KANACHRINE PLACE","<Null>","KANACHRINE PLACE","<Null>","<Null>","<Null>","ULLAPOOL","HIGHLAND","ULLAPOOL","IV26 2TX","IV26 2TX","S","S","<Null>","2015-02-23","IV26","IV26 2",6,8,"osgb1000038779524",104.360496,"Building",10021,"osgb1000038779524","<Null>","<Null>","<Null>",1.4,36.526173999999997,4,4228.1569559999998,2]
[5,521,"Point",130064378,11818026,"I","<Null>","<Null>","RD","<Null>",212741,894946,1,9068,"2005-07-21","<Null>","2005-07-21","2005-07-21","<Null>","<Null>","<Null>","<Null>","<Null>","<Null>","<Null>","<Null>","<Null>","<Null>","<Null>",12,"<Null>","<Null>","<Null>","<Null>",84414615,1,"<Null>","<Null>","osgb1000002142002690",9,"osgb4000000003522846",5,"osgb1000038779524",4,"KANACHRINE PLACE","<Null>","KANACHRINE PLACE","<Null>","<Null>","<Null>","ULLAPOOL","HIGHLAND","ULLAPOOL","IV26 2TX","IV26 2TX","S","S","<Null>","2015-02-23","IV26","IV26 2",6,8,"osgb1000038779524",104.360496,"Building",10021,"osgb1000038779524","<Null>","<Null>","<Null>",1.4,36.526173999999997,4,4228.1569559999998,2]
[5,614,"Point",130064372,11818047,"I","<Null>","<Null>","RD","<Null>",212741,894946,1,9068,"2005-07-21","<Null>","2005-07-21","2005-07-21","<Null>","<Null>","<Null>","<Null>","<Null>","<Null>","<Null>","<Null>","<Null>","<Null>","<Null>",6,"<Null>","<Null>","<Null>","<Null>",84414615,1,"<Null>","<Null>","osgb1000002142002691",9,"osgb4000000003522846",5,"osgb1000038779524",4,"KANACHRINE PLACE","<Null>","KANACHRINE PLACE","<Null>","<Null>","<Null>","ULLAPOOL","HIGHLAND","ULLAPOOL","IV26 2TX","IV26 2TX","S","S","<Null>","2015-02-23","IV26","IV26 2",6,8,"osgb1000038779524",104.360496,"Building",10021,"osgb1000038779524","<Null>","<Null>","<Null>",1.4,36.526173999999997,4,4228.1569559999998,2]
[5,628,"Point",130064376,11818024,"I","<Null>","<Null>","RD","<Null>",212741,894946,1,9068,"2005-07-21","<Null>","2005-07-21","2005-07-21","<Null>","<Null>","<Null>","<Null>","<Null>","<Null>","<Null>","<Null>","<Null>","<Null>","<Null>",10,"<Null>","<Null>","<Null>","<Null>",84414615,1,"<Null>","<Null>","osgb1000002142002693",9,"osgb4000000003522846",5,"osgb1000038779524",4,"KANACHRINE PLACE","<Null>","KANACHRINE PLACE","<Null>","<Null>","<Null>","ULLAPOOL","HIGHLAND","ULLAPOOL","IV26 2TX","IV26 2TX","S","S","<Null>","2015-02-23","IV26","IV26 2",6,8,"osgb1000038779524",104.360496,"Building",10021,"osgb1000038779524","<Null>","<Null>","<Null>",1.4,36.526173999999997,4,4228.1569559999998,2]
[5,520,"Point",130064389,11818037,"I","<Null>","<Null>","RD","<Null>",212702,894911,1,9068,"2005-07-21","<Null>","2005-07-21","2005-07-21","<Null>","<Null>","<Null>","<Null>","<Null>","<Null>","<Null>","<Null>","<Null>","<Null>","<Null>",24,"<Null>","<Null>","<Null>","<Null>",84414615,1,"<Null>","<Null>","osgb1000002142002675",9,"osgb4000000003518244",5,"osgb1000038779518",4,"KANACHRINE PLACE","<Null>","KANACHRINE PLACE","<Null>","<Null>","<Null>","ULLAPOOL","HIGHLAND","ULLAPOOL","IV26 2TX","IV26 2TX","S","S","<Null>","2015-02-23","IV26","IV26 2",6,8,"osgb1000038779518",40.494992000000003,"Building",10021,"osgb1000038779518","<Null>","<Null>","<Null>",1.4,56.692988999999997,1,4227.3973150000002,2]
[5,596,"Point",130064382,11818030,"I","<Null>","<Null>","RD","<Null>",212721,894929,1,9068,"2005-07-21","<Null>","2005-07-21","2005-07-21","<Null>","<Null>","<Null>","<Null>","<Null>","<Null>","<Null>","<Null>","<Null>","<Null>","<Null>",16,"<Null>","<Null>","<Null>","<Null>",84414615,1,"<Null>","<Null>","osgb1000002142002672",9,"osgb4000000003518244",5,"osgb1000038779522",4,"KANACHRINE PLACE","<Null>","KANACHRINE PLACE","<Null>","<Null>","<Null>","ULLAPOOL","HIGHLAND","ULLAPOOL","IV26 2TX","IV26 2TX","S","S","<Null>","2015-02-23","IV26","IV26 2",6,8,"osgb1000038779522",44.709983999999999,"Building",10021,"osgb1000038779522","<Null>","<Null>","<Null>",1.4,62.593978,1,4227.3973150000002,2]
[5,618,"Point",130064380,11818028,"I","<Null>","<Null>","RD","<Null>",212725,894933,1,9068,"2005-07-21","<Null>","2005-07-21","2005-07-21","<Null>","<Null>","<Null>","<Null>","<Null>","<Null>","<Null>","<Null>","<Null>","<Null>","<Null>",14,"<Null>","<Null>","<Null>","<Null>",84414615,1,"<Null>","<Null>","osgb1000002142002641",9,"osgb4000000003518244",5,"osgb1000038779523",4,"KANACHRINE PLACE","<Null>","KANACHRINE PLACE","<Null>","<Null>","<Null>","ULLAPOOL","HIGHLAND","ULLAPOOL","IV26 2TX","IV26 2TX","S","S","<Null>","2015-02-23","IV26","IV26 2",6,8,"osgb1000038779523",39.325007999999997,"Building",10021,"osgb1000038779523","<Null>","<Null>","<Null>",1.4,55.055011,1,4227.3973150000002,2]
[3,559,"Point",130119551,11818558,"I","<Null>","<Null>","RD",130119537,213247,894208,1,9068,"2006-12-11","<Null>","2006-12-11","2006-12-11","<Null>","<Null>","<Null>","<Null>","MACKENZIE HOUSE","FLAT 2","<Null>","<Null>","<Null>","<Null>","FLAT 2","<Null>","<Null>","<Null>","<Null>","MACKENZIE HOUSE",84409186,1,"<Null>","<Null>","osgb1000002142002860",11,"osgb4000000003526805",6,"osgb1000038780443",5,"ROYAL PARK","ROYAL PARK","MILL STREET","<Null>","<Null>","<Null>","ULLAPOOL","HIGHLAND","ULLAPOOL","IV26 2XT","IV26 2XT","S","S","<Null>","2015-02-23","IV26","IV26 2",6,8,"osgb1000038780443",138.18,"Building",10021,"osgb1000038780443","<Null>","<Null>","<Null>",1.4,48.363,4,3956.8170319999999,4]
[4,92,"Point",130009693,11818358,"I","<Null>","<Null>","RD","<Null>",212866,894438,1,9068,"2005-07-21","<Null>","2005-07-21","2005-07-21","<Null>","<Null>","<Null>","<Null>","<Null>","<Null>","<Null>","<Null>","<Null>","<Null>","<Null>",7,"<Null>","<Null>","<Null>","<Null>",84403825,1,"<Null>","<Null>","osgb1000002142002437",9,"osgb4000000003522844",6,"osgb1000038779701",4,"FRASER COURT","<Null>","FRASER COURT","<Null>","<Null>","<Null>","ULLAPOOL","HIGHLAND","ULLAPOOL","IV26 2UZ","IV26 2UZ","S","S","<Null>","2015-02-23","IV26","IV26 2",6,8,"osgb1000038779701",37.520000000000003,"Building",10021,"osgb1000038779701","<Null>","<Null>","<Null>",1.4,52.527999999999999,1,3925.440364,2]
[1,362,"Point",130140672,51670575,"I","<Null>","<Null>","RD","<Null>",212772,894195,1,9068,"2009-05-19","<Null>","2009-05-19","2009-05-19","<Null>","<Null>","<Null>","<Null>","4C","<Null>","<Null>","<Null>","<Null>","<Null>","<Null>",4,"C","<Null>","<Null>","<Null>",84403831,1,"<Null>","<Null>","osgb1000002142080871",4,"osgb4000000003556369",1,"osgb1000038779996",5,"MARKET STREET","<Null>","MARKET STREET","<Null>","<Null>","<Null>","ULLAPOOL","HIGHLAND","ULLAPOOL","IV26 2XE","IV26 2XE","S","S","<Null>","2015-02-23","IV26","IV26 2",6,8,"osgb1000038779996",102.682624,"Building",10021,"osgb1000038779996","<Null>","<Null>","<Null>",1.4,47.918557999999997,3,3750.4076420000001,4]
[3,551,"Point",130119552,11818561,"I","<Null>","<Null>","RD",130119537,213247,894208,1,9068,"2006-12-11","<Null>","2006-12-11","2006-12-11","<Null>","<Null>","<Null>","<Null>","MACKENZIE HOUSE","FLAT 3","<Null>","<Null>","<Null>","<Null>","FLAT 3","<Null>","<Null>","<Null>","<Null>","MACKENZIE HOUSE",84409186,1,"<Null>","<Null>","osgb1000002142002861",11,"osgb4000000003526805",6,"osgb1000038780443",5,"ROYAL PARK","ROYAL PARK","MILL STREET","<Null>","<Null>","<Null>","ULLAPOOL","HIGHLAND","ULLAPOOL","IV26 2XT","IV26 2XT","S","S","<Null>","2015-02-23","IV26","IV26 2",6,8,"osgb1000038780443",138.18,"Building",10021,"osgb1000038780443","<Null>","<Null>","<Null>",1.4,48.363,4,3715.3690109999998,4]
[1,304,"Point",130009734,"<Null>","I","<Null>","<Null>","RD","<Null>",212897,894222,1,9068,"2005-07-21","<Null>","2005-07-21","2005-07-21","<Null>","<Null>","<Null>","<Null>","<Null>","<Null>","<Null>","<Null>","<Null>","<Null>","<Null>",14,"<Null>","<Null>","<Null>","EILEAN DONAN HOUSE",84403831,1,"<Null>","<Null>","<Null>","<Null>","<Null>","<Null>","<Null>","<Null>","MARKET STREET","<Null>","<Null>","<Null>","<Null>","<Null>","ULLAPOOL","HIGHLAND","<Null>","<Null>","IV26 2XE","<Null>","S","<Null>","<Null>","IV26","IV26 2",6,8,"<Null>","<Null>","<Null>","<Null>","<Null>","<Null>","<Null>","<Null>",1.4,"<Null>",1,3584.741767,2]
[7,410,"Point",130146292,"<Null>","I",2,"2010-08-17","RD06",130083765,212580,894206,1,9068,"2010-07-22","<Null>","2010-08-17","2010-07-22","<Null>","<Null>","<Null>","<Null>","<Null>","<Null>",4,"A","<Null>","<Null>","<Null>","<Null>","<Null>","<Null>","<Null>","LATHERON CENTRE",84409173,1,"<Null>","Y","<Null>","<Null>","<Null>","<Null>","<Null>","<Null>","LATHERON LANE","<Null>","<Null>","<Null>","<Null>","<Null>","ULLAPOOL","HIGHLAND","<Null>","<Null>","IV26 2XB","<Null>","S","<Null>","<Null>","IV26","IV26 2",6,8,"<Null>","<Null>","<Null>","<Null>","<Null>","<Null>","<Null>","<Null>",1.4,"<Null>",1,3492.8253110000001,2]
[6,580,"Point",130126578,28383546,"I","<Null>","<Null>","RD",130126577,213052,894497,1,9068,"2007-04-04","<Null>","2007-11-16","2007-04-04","<Null>","<Null>","<Null>","<Null>","1 URQUHART HOUSE","<Null>",1,"<Null>","<Null>","<Null>","<Null>","<Null>","<Null>","<Null>","<Null>","URQUHART HOUSE",84412219,1,"<Null>","<Null>","osgb1000002142075735",9,"osgb4000000003526826",8,"osgb1000000293727596",2,"BROOM PARK","<Null>","BROOM PARK","<Null>","<Null>","<Null>","ULLAPOOL","HIGHLAND","ULLAPOOL","IV26 2XU","IV26 2XU","S","S","<Null>","2015-02-23","IV26","IV26 2",6,8,"osgb1000000293727596",74.435599999999994,"Building",10021,"osgb1000000293727596","<Null>","<Null>","<Null>",1.4,52.10492,2,3380.2722859999999,4]
[6,8,"Point",130132482,11817873,"I","<Null>","<Null>","CH01","<Null>",212889,894743,2,9068,"2008-01-11","<Null>","2014-05-30","2008-01-11","GLENFIELD HOTEL","<Null>","<Null>","<Null>","<Null>","<Null>","<Null>","<Null>","<Null>","<Null>","<Null>","<Null>","<Null>","<Null>","<Null>","FORMER GLENFIELD HOTEL",84403835,1,"<Null>","N","osgb1000002142002335",12,"osgb4000000003518239",7,"osgb1000038779624","<Null>","MOSS ROAD","<Null>","<Null>","<Null>","MOSS","<Null>","ULLAPOOL","HIGHLAND","ULLAPOOL","IV26 2TG","IV26 2TG","S","M","<Null>","2015-02-23","IV26","IV26 2",6,8,"osgb1000038779624","<Null>","<Null>","<Null>","<Null>","<Null>","<Null>","<Null>",1.4,0,1,0,1]

{"sheet":"Master - Settlement A","index":13,"n_rows":68,"n_cols":18,"rows_kept":68,"cut":false,"hidden":false,"merged":[[38,7,39,7]]}
["Location Number","Property Name","Property Address","Owner","Heat load MWh","Current Heating Fuel","Current Heating Plant","Estimated Boiler Load","Type","Age","Annual Energy Cost Gas","Annual Energy Cost Electric","Annual Running Cost","Annual CO2 Emissions",null,null,"Max load hours for all boiler loads","Energy Centre"]
[1]
[2]
[3]
[4]
[5]
[6]
[7]
[8]
[9]
[10]
[11]
[12]
[13]
[14]
[15]
[16]
[17]
[18]
[19]
[20]
[21]
[22]
[23]
[24]
[25]
[26]
[27]
[28]
[29]
[30]
[31]
[32]
[33]
[34]
[35]
[36]
[37]
[38]
[39]
[40]
[41]
[42]
[43]
[44]
[45]
[46]
[47]
[48]
[49]
[50]
[51]
[52]
[53]
[54]
[55]
[56]
[57]
[58]
[59]
[60]
[61]
[62]
[63]
[64]
[65]
[66]
[null,null,null,null,{"$f":"SUM(E2:E67)","v":0},null,null,{"$f":"SUM(H2:H67)","v":0}]

{"sheet":" Settlement A  2","index":14,"n_rows":34,"n_cols":12,"rows_kept":34,"cut":false,"hidden":false,"merged":[[0,0,0,10]]}
["[Settlement A] 2"]
["Location Number","Property Name","Owner","Heat load MWh","Current Heating Fuel","Current Heating Plant","Estimated Boiler Load","Estimated Electric Load","Ring Road Circuit","Bell Street Circuit","Ward Road Circuit",{"$f":"+'Master - Settlement A'!Q2","v":0}]
[1]
[2]
[3]
[4]
[5]
[6]
[7]
[8]
[9]
[10]
[11]
[12]
[13]
[14]
[15]
[16]
[17]
[18]
[19]
[20]
[21]
[22]
[23]
[24]
[25]
[26]
[29]
[30]
[32]
[40]
[63]
[null,null,null,{"$f":"SUM(D3:D33)","v":0},null,null,{"$f":"SUM(G3:G33)","v":0},{"$f":"SUM(H3:H33)","v":0},{"$f":"SUM(I3:I33)","v":0},{"$f":"SUM(J3:J33)","v":0},{"$f":"SUM(K3:K33)","v":0}]

{"sheet":"Settlement A 3","index":15,"n_rows":14,"n_cols":12,"rows_kept":14,"cut":false,"hidden":false,"merged":[[0,0,0,7]]}
["[Settlement A] 3"]
["Location Number","Property Name","Owner","Heat load MWh","Current Heating Fuel","Current Heating Plant","Estimated Boiler Load","Estimated Electric Load","City Square","Green Field Circuit","Port Circuit",{"$f":"+'Master - Settlement A'!Q2","v":0}]
[31]
[33]
[34]
[52]
[53]
[54]
[55]
[56]
[57]
[58]
[59]
[null,null,null,{"$f":"SUM(D3:D13)","v":0},null,null,{"$f":"SUM(G3:G13)","v":0},{"$f":"SUM(H3:H13)","v":0},{"$f":"SUM(I3:I13)","v":0},{"$f":"SUM(J3:J13)","v":0},{"$f":"SUM(K3:K13)","v":0}]

{"sheet":"Settlement A 4","index":16,"n_rows":17,"n_cols":12,"rows_kept":17,"cut":false,"hidden":false,"merged":[[0,0,0,10]]}
["[Settlement A] 4"]
["Location Number","Property Name","Owner","Heat load MWh","Current Heating Fuel","Current Heating Plant","Estimated Boiler Load","Estimated Electric Load","Green Market","Green Market East","Waterfront",{"$f":"+'Master - Settlement A'!$Q$2","v":0}]
[41]
[42]
[43]
[44]
[45]
[46]
[47]
[48]
[49]
[50]
[51]
[60]
[61]
[62]
[null,null,null,{"$f":"SUM(D3:D16)","v":0},null,null,{"$f":"SUM(G3:G16)","v":0},{"$f":"SUM(H3:H16)","v":0},{"$f":"SUM(I3:I16)","v":0},{"$f":"SUM(J3:J16)","v":0},{"$f":"SUM(K3:K16)","v":0}]

{"sheet":"Settlement A 5","index":17,"n_rows":3,"n_cols":8,"rows_kept":3,"cut":false,"hidden":false,"merged":[[0,0,0,6]]}
["[Settlement A] 5"]
["Location Number","Property Name","Owner","Heat load MWh","Current Heating Fuel","Current Heating Plant","Estimated Boiler Load",{"$f":"+'Master - Settlement A'!$Q$2","v":0}]
[65]

{"sheet":"Settlement A 6","index":18,"n_rows":3,"n_cols":8,"rows_kept":3,"cut":false,"hidden":false,"merged":[[0,0,0,6]]}
["[Settlement A] 5"]
["Location Number","Property Name","Owner","Heat demand MWh","Current Heating Fuel","Current Heating Plant","Estimated Boiler Load",{"$f":"+'Master - Settlement A'!$Q$2","v":0}]
[66]

{"sheet":"SettlementBnet","index":19,"n_rows":63,"n_cols":26,"rows_kept":63,"cut":false,"hidden":false,"merged":[[0,0,0,5]]}
["Data from hydraulic analysis"]
["S","S001","K001","K002",97,200,null,null,null,"Dimension","Length"]
["S","S002","K002","K003",66.8,50,null,null,null,20,{"$f":"SUMIF(F:F,J3,E:E)","v":231.59999999999997}]
["S","S003","K003","K004",182.1,50,null,null,null,25,468.5,null,20,25,32,40,50,65,80,100,125,150,200,250]
["S","S004","K004","K005",112.5,50,null,null,null,32,1357.4,null,231.59999999999997,468.5,1357.4,527.30000000000007,1550.8000000000002,584.69999999999993,470.6,71.3,161,374.90000000000003,97,0,{"$f":"SUM(M5:X5)","v":5895.1},"m"]
["S","S005","K005","K082",136.30000000000001,40,null,null,null,40,527.30000000000007]
["S","S006","K082","K006",136.6,25,null,null,null,50,1550.8000000000002]
["S","S007","K002","K007",111,50,null,null,null,65,584.69999999999993]
["S","S008","K007","K008",73.3,32,null,null,null,80,470.6]
["S","S009","K008","K009",59.4,25,null,null,null,100,71.3]
["S","S010","K007","K010",107.3,40,null,null,null,125,161]
["S","S011","K010","K011",103.3,32,null,null,null,150,374.90000000000003]
["S","S012","K011","K012",20.9,20,null,null,null,200,97]
["S","S013","K002","K013",108,150,null,null,null,250,0]
["S","S014","K013","K014",140.9,50]
["S","S015","K013","K015",37.1,150,null,null,null,"Total",{"$f":"SUM(K3:K14)","v":5895.1}]
["S","S016","K015","K016",77,150]
["S","S017","K016","K017",140.19999999999999,50]
["S","S018","K017","K018",153.5,32]
["S","S019","K018","K019",47.2,20]
["S","S020","K016","K020",88,150]
["S","S021","K020","K030",165.4,65]
["S","S022","K030","K031",87.5,32]
["S","S023","K030","K032",123.5,32]
["S","S024","K020","K035",64.8,150]
["S","S025","K035","K036",84.4,32]
["S","S026","K036","K037",93,25]
["S","S027","K035","K038",149.6,50]
["S","S028","K038","K039",147.30000000000001,40]
["S","S029","K020","K033",134.69999999999999,50]
["S","S030","K033","K034",139.19999999999999,32]
["S","S031","K016","K021",144.5,65]
["S","S032","K021","K022",176.2,65]
["S","S033","K022","K023",52.3,65]
["S","S034","K023","K024",42.6,20]
["S","S035","K024","K025",47.1,20]
["S","S036","K023","K026",107.4,50]
["S","S037","K026","K027",31.8,50]
["S","S038","K027","K028",60.1,32]
["S","S039","K027","K029",53.1,32]
["S","S040","K015","K040",161,125]
["S","S041","K040","K041",113.2,32]
["S","S042","K040","K042",71.3,100]
["S","S043","K042","K043",154.80000000000001,80]
["S","S044","K043","K044",84.3,80]
["S","S045","K042","K053",66.599999999999994,80]
["S","S046","K053","K054",46.3,65]
["S","S047","K054","K055",63.1,25]
["S","S048","K054","K056",72,40]
["S","S049","K056","K057",64.400000000000006,40]
["S","S050","K053","K058",137.1,32]
["S","S051","K058","K059",88,32]
["S","S052","K059","K060",73.8,20]
["S","S053","K044","K045",164.9,80]
["S","S054","K045","K046",46.4,50]
["S","S055","K046","K047",97.2,50]
["S","S056","K045","K048",72,50]
["S","S057","K048","K049",158.19999999999999,50]
["S","S058","K049","K050",116.4,25]
["S","S059","K049","K051",113.5,32]
["S","S060","K051","K052",27.7,32]
[]
[null,null,null,null,{"$f":"SUM(E2:E61)","v":5895.1}]

{"sheet":"SettlementAnet","index":20,"n_rows":115,"n_cols":27,"rows_kept":115,"cut":false,"hidden":false,"merged":[]}
["S","S001","K001","K003",66.099999999999994,32,null,null,null,"Dimension","Længde"]
["S","S003","K005","K007",14.8,32,null,null,null,20,{"$f":"SUMIF(F:F,J2,E:E)","v":581.29999999999995},null,581.29999999999995,253.39999999999998,387.40000000000003,377.40000000000003,325.89999999999998,601.80000000000007,550.6,1381,493.6,426.19999999999993,423.5,197.3,{"$f":"94.8+76.8","v":171.6},null,{"$f":"SUM(M2:Z2)","v":6171.0000000000009}]
["S","S005","K001","K009",13.3,32,null,null,null,25,{"$f":"SUMIF(F:F,J3,E:E)","v":253.39999999999998}]
["S","S007","K011","K013",31.8,40,null,null,null,32,387.40000000000003]
["S","S009","K015","K001",17.3,50,null,null,null,40,377.40000000000003]
["S","S011","K015","K017",83.8,20,null,null,null,50,325.89999999999998]
["S","S013","K005","K015",44.3,50,null,null,null,65,601.80000000000007]
["S","S015","K011","K005",37.700000000000003,50,null,null,null,80,550.6]
["S","S017","K019","K011",188.6,65,null,null,null,100,1381]
["S","S019","K021","K023",65.599999999999994,300,null,null,null,125,493.6]
["S","S021","K021","K025",19.899999999999999,200,null,null,null,150,426.19999999999993]
["S","S023","K027","K021",30.9,350,null,null,null,200,423.5]
["S","S025","K027","K029",14,20,null,null,null,250,197.3]
["S","S027","K025","K031",18.2,20,null,null,null,300,{"$f":"SUMIF(F:F,J14,E:E)","v":94.8}]
["S","S029","K023","K033",8.5,20,null,null,null,350,76.8]
["S","S031","K035","K027",15.7,350]
["S","S033","K023","K037",12.7,300,null,null,null,null,{"$f":"SUM(K2:K15)","v":6171.0000000000009}]
["S","S035","K025","K039",19.7,200]
["S","S037","K041","K035",15.7,350]
["S","S039","K035","K019",7.7,65]
["S","S043","K037","K045",7.7,20]
["S","S045","K047","K041",14.5,350]
["S","S047","K037","K049",16.5,300]
["S","S049","K039","K051",15.5,25]
["S","S051","K041","K053",18.2,32]
["S","S053","K039","K055",107.1,200]
["S","S055","K049","K057",17.399999999999999,200]
["S","S057","K049","K059",41.7,250]
["S","S059","K053","K061",33.299999999999997,20]
["S","S061","K053","K063",21,20]
["S","S063","K065","K067",46.3,20]
["S","S065","K059","K069",51.3,40]
["S","S067","K059","K071",102.6,250]
["S","S069","K073","K075",87.7,20]
["S","S071","K077","K079",9,20]
["S","S073","K077","K081",13.2,32]
["S","S075","K069","K077",39.1,32]
["S","S077","K065","K083",86.4,40]
["S","S079","K069","K085",10,32]
["S","S081","K087","K065",66.400000000000006,50]
["S","S083","K055","K089",28.9,100]
["S","S085","K055","K091",88.1,150]
["S","S089","K071","K095",102.9,80]
["S","S091","K097","K087",66.8,125]
["S","S093","K087","K099",28.2,125]
["S","S095","K091","K101",10.9,50]
["S","S097","K091","K073",25.6,125]
["S","S099","K071","K103",53,250]
["S","S101","K073","K105",50.8,125]
["S","S103","K105","K107",13.6,50]
["S","S105","K105","K109",13,32]
["S","S107","K105","K097",67.5,125]
["S","S109","K111","K113",54.4,150]
["S","S111","K115","K117",25.8,40]
["S","S113","K103","K119",125.3,200]
["S","S115","K103","K111",46.3,150]
["S","S117","K121","K123",13,20]
["S","S119","K115","K125",11.5,20]
["S","S121","K113","K127",14.4,20]
["S","S123","K113","K129",49.2,150]
["S","S125","K097","K121",23.3,50]
["S","S127","K111","K131",16.100000000000001,20]
["S","S129","K129","K115",20.100000000000001,50]
["S","S131","K121","K133",17.3,50]
["S","S133","K135","K137",66.5,25]
["S","S135","K139","K141",11,50]
["S","S137","K133","K143",27.7,20]
["S","S139","K133","K139",23.8,50]
["S","S141","K129","K145",40.700000000000003,150]
["S","S143","K147","K149",64.2,25]
["S","S145","K145","K151",284.2,100]
["S","S147","K145","K135",41.2,100]
["S","S149","K135","K147",41.4,100]
["S","S151","K153","K155",14,32]
["S","S153","K157","K159",74.900000000000006,32]
["S","S155","K147","K153",15,80]
["S","S157","K153","K161",67.900000000000006,80]
["S","S159","K161","K163",19.2,25]
["S","S161","K161","K157",12.2,65]
["S","S163","K119","K165",120.6,200]
["S","S165","K119","K167",246.1,100]
["S","S167","K157","K169",30.3,65]
["S","S169","K169","K171",40.200000000000003,50]
["S","S171","K169","K173",45.4,40]
["S","S173","K171","K175",16.899999999999999,40]
["S","S175","K165","K177",257.2,100]
["S","S177","K173","K179",27.1,20]
["S","S179","K171","K181",32.299999999999997,32]
["S","S181","K173","K183",7,40]
["S","S183","K177","K185",217.1,100]
["S","S185","K185","K187",70.3,80]
["S","S187","K165","K189",13.5,200]
["S","S189","K189","K191",131.1,125]
["S","S191","K189","K193",139.1,150]
["S","S193","K167","K195",83.8,80]
["S","S195","K185","K197",192.7,65]
["S","S197","K167","K199",54.6,40]
["S","S199","K151","K201",101.2,100]
["S","S201","K151","K203",11.7,40]
["S","S203","K177","K205",99.2,65]
["S","S205","K193","K207",23,40]
["S","S207","K193","K209",8.4,150]
["S","S209","K209","K211",123.6,125]
["S","S211","K209","K213",210.7,80]
["S","S215","K205","K217",71.099999999999994,65]
["S","S217","K219","K221",21.7,32]
["S","S219","K219","K223",15.8,25]
["S","S221","K211","K225",23.5,40]
["S","S223","K211","K219",133.5,100]
["S","S225","K219","K227",30.2,100]
["S","S227","K229","K231",72.2,25]
["S","S229","K225","K229",56.8,32]
["S","S233","K229","K235",142,20]
[]
[null,null,null,null,{"$f":"SUM(E1:E113)","v":6171.0000000000009}]

{"sheet":"Sheet1","index":21,"n_rows":0,"n_cols":0,"rows_kept":0,"cut":false,"hidden":false,"merged":[]}

{"sheet":"Sheet2","index":22,"n_rows":0,"n_cols":0,"rows_kept":0,"cut":false,"hidden":false,"merged":[]}

{"sheet":"Sheet3","index":23,"n_rows":0,"n_cols":0,"rows_kept":0,"cut":false,"hidden":false,"merged":[]}

{"sheet":"Sheet4","index":24,"n_rows":1,"n_cols":1,"rows_kept":1,"cut":false,"hidden":false,"merged":[]}
[{"$f":"+$E1*A$4","v":0}]

{"sheet":"Sheet5","index":25,"n_rows":1,"n_cols":1,"rows_kept":1,"cut":false,"hidden":false,"merged":[]}
[1]

{"sheet":"Sheet6","index":26,"n_rows":0,"n_cols":0,"rows_kept":0,"cut":false,"hidden":false,"merged":[]}

{"sheet":"Sheet7","index":27,"n_rows":1,"n_cols":1,"rows_kept":1,"cut":false,"hidden":false,"merged":[]}
[{"$error":"#REF!"}]

{"sheet":"Sheet8","index":28,"n_rows":0,"n_cols":0,"rows_kept":0,"cut":false,"hidden":false,"merged":[]}

{"sheet":"Sheet9","index":29,"n_rows":0,"n_cols":0,"rows_kept":0,"cut":false,"hidden":false,"merged":[]}

{"sheet":"Sheet10","index":30,"n_rows":0,"n_cols":0,"rows_kept":0,"cut":false,"hidden":false,"merged":[]}

{"sheet":"Sheet11","index":31,"n_rows":1,"n_cols":1,"rows_kept":1,"cut":false,"hidden":false,"merged":[]}
[6]